## Sheet1
Run | Outside Diameter [in] | Thickness [in] | Longitudinal Pitch | Transverse Pitch | Number of Inlets | Total Tubes | Outer Diameter of Curvature [m] | Height of Tube Bank [m] | Total Surface Area [m^2] | Max Air Velocity [m/s] | Air Reynolds Number | U Coefficient [W/m^2*K] | Ideal Surface Area [m^2] | Min F Factor | Air Pressure Drop [bar] | Liquid Pressure Drop [bar]
711 | 2.5 | 0.065 | 2.8126 | 1.2741 | 8 | 25920 | 87.2053 | 116.6864 | 2157181.5161 | 0.015214 | 203.3765 | 7.3763 | 186965.7621 | 0.086671 | 8.7679e-07 | 0.00080407
57 | 2.125 | 0.065 | 2.9393 | 1.3516 | 8 | 25920 | 77.6286 | 105.2344 | 1635252.9745 | 0.015647 | 177.7814 | 8.1186 | 169870.1958 | 0.10388 | 9.2732e-07 | 0.0014282
1800 | 2.125 | 0.065 | 2.2038 | 1.2679 | 8 | 25920 | 58.573 | 98.73 | 1240577.3829 | 0.027066 | 307.5303 | 10.6027 | 130072.5484 | 0.10485 | 2.7748e-06 | 0.0010835
701 | 1.5 | 0.065 | 2.9322 | 1.2697 | 8 | 25920 | 55.0999 | 69.8434 | 824924.6728 | 0.040432 | 324.2822 | 15.3954 | 89579.5589 | 0.10859 | 6.1921e-06 | 0.0045896
2165 | 2.25 | 0.065 | 2.7197 | 1.3052 | 7 | 22680 | 66.7575 | 94.1696 | 1306409.7574 | 0.022561 | 271.4268 | 9.4321 | 146214.9922 | 0.11192 | 1.687e-06 | 0.0011038
1624 | 2.125 | 0.065 | 2.3087 | 1.2705 | 7 | 22680 | 53.8121 | 86.5851 | 999224.4888 | 0.033286 | 378.202 | 11.693 | 117943.9292 | 0.11804 | 3.6721e-06 | 0.0011399
749 | 2.375 | 0.065 | 1.7463 | 1.3048 | 8 | 25920 | 52.0433 | 113.5264 | 1235373.737 | 0.023893 | 303.4145 | 9.4271 | 146292.3945 | 0.11842 | 2.1623e-06 | 0.00060201
499 | 2.5 | 0.065 | 2.1048 | 1.3936 | 8 | 25920 | 65.6308 | 127.6149 | 1631478.3151 | 0.014009 | 187.2653 | 7.082 | 194735.8253 | 0.11936 | 7.4337e-07 | 0.00060812
2199 | 2.125 | 0.065 | 2.7404 | 1.4548 | 8 | 25920 | 72.4745 | 113.2536 | 1528503.5888 | 0.012942 | 147.0504 | 7.385 | 186744.3227 | 0.12217 | 6.3443e-07 | 0.001335
968 | 3 | 0.065 | 2.1535 | 1.5238 | 8 | 25920 | 80.2433 | 167.385 | 2385046.3118 | 0.0072015 | 115.5184 | 4.6319 | 297742.4939 | 0.12484 | 1.9644e-07 | 0.0003445
2691 | 1.375 | 0.049 | 2.4284 | 1.2734 | 8 | 25920 | 42.1863 | 64.2208 | 583115.3043 | 0.056439 | 414.9401 | 18.8655 | 73102.344 | 0.12537 | 1.2065e-05 | 0.0046884
1524 | 2 | 0.12 | 2.9685 | 1.2754 | 6 | 19440 | 55.7637 | 70.1562 | 834629.6901 | 0.039135 | 418.504 | 13.0044 | 106049.784 | 0.12706 | 4.3508e-06 | 0.0022732
2490 | 2.5 | 0.065 | 2.5531 | 1.5497 | 8 | 25920 | 79.293 | 141.882 | 1964383.8367 | 0.0083324 | 111.3816 | 5.4555 | 252795.3692 | 0.12869 | 2.6298e-07 | 0.0007322
2826 | 2.125 | 0.065 | 1.8872 | 1.3668 | 8 | 25920 | 50.3693 | 106.4143 | 1070663.8872 | 0.022909 | 260.2932 | 9.7863 | 140922.7272 | 0.13162 | 1.9878e-06 | 0.00093511
1152 | 2 | 0.065 | 2.9346 | 1.4112 | 7 | 22680 | 64.0882 | 90.5093 | 1115723.0806 | 0.01961 | 209.7023 | 9.358 | 147373.6206 | 0.13209 | 1.2745e-06 | 0.0017518
728 | 2.25 | 0.065 | 2.6887 | 1.4376 | 7 | 22680 | 66.0137 | 103.6992 | 1292137.6053 | 0.015912 | 191.4312 | 7.9541 | 173384.3648 | 0.13418 | 8.3915e-07 | 0.0010917
2692 | 2.375 | 0.065 | 2.3283 | 1.2931 | 6 | 19440 | 52.0407 | 84.4278 | 926485.444 | 0.03313 | 420.716 | 10.9973 | 125404.4833 | 0.13536 | 3.1181e-06 | 0.00080265
1819 | 2.375 | 0.065 | 2.6548 | 1.602 | 8 | 25920 | 78.3473 | 139.3391 | 1844273.1876 | 0.0081041 | 102.9138 | 5.5153 | 250050.5746 | 0.13558 | 2.4877e-07 | 0.00089874
1872 | 1.75 | 0.065 | 2.2974 | 1.4066 | 8 | 25920 | 50.4925 | 90.211 | 883823.9689 | 0.025039 | 234.2889 | 11.2886 | 122169.1122 | 0.13823 | 2.3747e-06 | 0.0021558
2648 | 2.125 | 0.065 | 2.3621 | 1.3905 | 7 | 22680 | 55.0237 | 94.7485 | 1021182.2384 | 0.02256 | 256.3263 | 9.7139 | 141973.6143 | 0.13903 | 1.6867e-06 | 0.0011649
308 | 3 | 0.065 | 2.2087 | 1.2533 | 5 | 16200 | 51.9663 | 86.1319 | 973888.6869 | 0.03647 | 585.0132 | 10.1257 | 136200.1415 | 0.13985 | 3.1488e-06 | 0.00036011
1860 | 1.375 | 0.035 | 1.8795 | 1.2654 | 8 | 25920 | 32.9845 | 63.8171 | 459795.176 | 0.073741 | 542.1488 | 21.3418 | 64620.4681 | 0.14054 | 2.0597e-05 | 0.0033897
463 | 2.25 | 0.065 | 2.7132 | 1.6279 | 8 | 25920 | 75.904 | 134.1531 | 1693624.4562 | 0.0084598 | 101.7768 | 5.7885 | 238248.8897 | 0.14067 | 2.7108e-07 | 0.0010955
1710 | 2.125 | 0.065 | 2.0967 | 1.2508 | 6 | 19440 | 42.2163 | 73.0921 | 676349.0118 | 0.053042 | 602.6802 | 14.4792 | 95247.8591 | 0.14083 | 7.9926e-06 | 0.0010502
705 | 0.875 | 0.065 | 2.8848 | 1.2581 | 8 | 25920 | 32.2513 | 40.4434 | 286343.9964 | 0.12175 | 569.6124 | 34.1888 | 40338.2543 | 0.14087 | 5.6146e-05 | 0.031232
1191 | 1.375 | 0.065 | 2.9097 | 1.4262 | 8 | 25920 | 50.2539 | 71.9043 | 691235.3107 | 0.030542 | 224.5482 | 14.067 | 98038.9448 | 0.14183 | 3.5333e-06 | 0.0061515
1532 | 1.5 | 0.065 | 2.2311 | 1.359 | 8 | 25920 | 42.278 | 74.7396 | 637467.1504 | 0.039315 | 315.323 | 15.1917 | 90780.8813 | 0.14241 | 5.8547e-06 | 0.0035467
852 | 1.375 | 0.035 | 2.0846 | 1.3124 | 8 | 25920 | 36.4226 | 66.1828 | 505871.6347 | 0.056932 | 418.5669 | 18.9521 | 72768.3038 | 0.14385 | 1.2277e-05 | 0.0037294
2724 | 3 | 0.065 | 2.0545 | 1.6739 | 8 | 25920 | 76.6209 | 183.8548 | 2279127.7818 | 0.0058577 | 93.9624 | 4.1681 | 330876.383 | 0.14518 | 1.2997e-07 | 0.0003292
1433 | 2.25 | 0.065 | 1.9256 | 1.3681 | 7 | 22680 | 47.6954 | 98.6989 | 940629.6515 | 0.025981 | 312.5693 | 10.0923 | 136649.7198 | 0.14527 | 2.2372e-06 | 0.00079472
2628 | 2.125 | 0.065 | 1.9703 | 1.2522 | 6 | 19440 | 39.7608 | 73.1738 | 638205.7412 | 0.0559 | 635.1513 | 14.8225 | 93042.1738 | 0.14579 | 8.8771e-06 | 0.00099094
1631 | 2.375 | 0.065 | 2.7895 | 1.5962 | 7 | 22680 | 72.1513 | 121.5092 | 1488240.1739 | 0.010139 | 128.7581 | 6.1807 | 223133.8334 | 0.14993 | 3.4072e-07 | 0.00094725
1781 | 2.125 | 0.065 | 2.2 | 1.5588 | 8 | 25920 | 58.4728 | 121.3333 | 1238501.6679 | 0.013001 | 147.7197 | 7.4019 | 186319.3387 | 0.15044 | 6.4022e-07 | 0.0010817
1174 | 2.5 | 0.065 | 1.6255 | 1.2652 | 6 | 19440 | 38.6344 | 86.9488 | 730246.6529 | 0.046454 | 620.9654 | 12.4765 | 110537.2407 | 0.15137 | 6.1304e-06 | 0.0004839
1413 | 1.75 | 0.065 | 2.7635 | 1.3271 | 6 | 19440 | 45.6976 | 63.8898 | 601528.8007 | 0.045723 | 427.8345 | 15.0338 | 91734.2607 | 0.1525 | 5.9389e-06 | 0.0026084
1916 | 2.375 | 0.065 | 1.4053 | 1.4137 | 8 | 25920 | 42.1675 | 122.9822 | 1006763.9789 | 0.021603 | 274.3412 | 8.9824 | 153535.8846 | 0.1525 | 1.7678e-06 | 0.00049061
397 | 1.375 | 0.049 | 2.7473 | 1.4704 | 8 | 25920 | 47.5313 | 74.128 | 654748.0966 | 0.029213 | 214.7779 | 13.7705 | 100149.8316 | 0.15296 | 3.2326e-06 | 0.0052644
1757 | 2 | 0.12 | 2.2608 | 1.3238 | 6 | 19440 | 42.8223 | 72.8066 | 645424.7959 | 0.043056 | 460.4338 | 13.5907 | 101474.9033 | 0.15722 | 5.2663e-06 | 0.0017578
624 | 1.375 | 0.049 | 2.7838 | 1.5057 | 8 | 25920 | 48.1444 | 75.9056 | 662964.4809 | 0.026835 | 197.2905 | 13.2076 | 104418.3918 | 0.1575 | 2.7276e-06 | 0.0053304
2646 | 2.25 | 0.065 | 2.5732 | 1.586 | 7 | 22680 | 63.241 | 114.3875 | 1238931.2629 | 0.012392 | 149.083 | 7.0233 | 196361.8313 | 0.15849 | 5.0895e-07 | 0.0010468
1306 | 3 | 0.065 | 1.403 | 1.5675 | 8 | 25920 | 52.7927 | 172.1834 | 1582385.489 | 0.010018 | 160.699 | 5.4703 | 252109.466 | 0.15932 | 3.8015e-07 | 0.00022856
1506 | 1.25 | 0.049 | 2.848 | 1.3657 | 7 | 22680 | 39.4543 | 54.8131 | 434717.4385 | 0.0566 | 378.2978 | 19.8718 | 69400.7906 | 0.15965 | 1.0618e-05 | 0.0075824
407 | 2.25 | 0.065 | 1.8429 | 1.5618 | 8 | 25920 | 52.0309 | 128.7108 | 1170083.0296 | 0.013686 | 164.6563 | 7.3811 | 186845.3332 | 0.15969 | 7.0952e-07 | 0.00075688
361 | 1.25 | 0.12 | 2.4018 | 1.4194 | 8 | 25920 | 38.0793 | 65.0746 | 480067.6824 | 0.044686 | 298.6688 | 17.7185 | 77834.9597 | 0.16213 | 7.5637e-06 | 0.01085
2158 | 2.5 | 0.065 | 2.9498 | 1.7875 | 7 | 22680 | 80.148 | 143.2018 | 1737064.9855 | 0.0065767 | 87.9123 | 4.8329 | 285357.4923 | 0.16428 | 1.4335e-07 | 0.00084568
2078 | 3 | 0.065 | 2.2431 | 1.5432 | 6 | 19440 | 63.0087 | 127.1784 | 1410827.2513 | 0.01174 | 188.321 | 5.919 | 232998.4628 | 0.16515 | 3.9155e-07 | 0.00036228
1474 | 2 | 0.12 | 2.7608 | 1.2981 | 5 | 16200 | 43.5502 | 59.5298 | 546721.9227 | 0.055201 | 590.315 | 15.2134 | 90651.171 | 0.16581 | 7.2137e-06 | 0.0021442
650 | 2 | 0.065 | 2.4683 | 1.7135 | 8 | 25920 | 61.6619 | 125.5254 | 1227815.2447 | 0.01027 | 109.8275 | 6.7695 | 203725.1185 | 0.16592 | 3.9952e-07 | 0.001476
729 | 2.5 | 0.065 | 1.8859 | 1.6849 | 8 | 25920 | 58.9578 | 154.2506 | 1468877.5227 | 0.0089426 | 119.5383 | 5.655 | 243874.6585 | 0.16603 | 3.0291e-07 | 0.00054751
1684 | 2.375 | 0.065 | 2.9235 | 1.3879 | 5 | 16200 | 54.3834 | 75.5351 | 805965.4133 | 0.028775 | 365.4074 | 10.296 | 133946.6684 | 0.16619 | 1.9601e-06 | 0.0010055
871 | 2 | 0.12 | 2.5164 | 1.7342 | 8 | 25920 | 62.8365 | 127.0384 | 1250712.463 | 0.0097981 | 104.7793 | 6.6039 | 208832.1826 | 0.16697 | 3.6363e-07 | 0.0019161
2612 | 3 | 0.065 | 2.799 | 2.176 | 8 | 25920 | 103.8523 | 238.9441 | 3075381.8821 | 0.0024877 | 39.9054 | 2.6657 | 517352.3698 | 0.16822 | 2.3442e-08 | 0.00044421
175 | 3 | 0.065 | 2.2 | 1.5615 | 6 | 19440 | 61.8277 | 128.6823 | 1384928.8949 | 0.01157 | 185.5986 | 5.8765 | 234683.2972 | 0.16946 | 3.8031e-07 | 0.00035563
146 | 1.75 | 0.065 | 2.7114 | 1.5539 | 7 | 22680 | 52.0957 | 87.2096 | 797274.0888 | 0.020373 | 190.633 | 10.2026 | 135173.5502 | 0.16954 | 1.3756e-06 | 0.00254
2871 | 2.25 | 0.065 | 1.6424 | 1.5821 | 8 | 25920 | 46.5303 | 130.3839 | 1049452.6014 | 0.014727 | 177.1717 | 7.655 | 180158.8474 | 0.17167 | 8.2148e-07 | 0.00067885
717 | 2.25 | 0.065 | 1.4964 | 1.5327 | 8 | 25920 | 42.5254 | 126.3111 | 961625.3517 | 0.017565 | 211.3182 | 8.3507 | 165149.2655 | 0.17174 | 1.1686e-06 | 0.00062204
1427 | 2.5 | 0.065 | 2.3779 | 1.9126 | 8 | 25920 | 73.9542 | 175.0721 | 1834293.2177 | 0.0053744 | 71.8411 | 4.354 | 316748.1917 | 0.17268 | 1.0941e-07 | 0.00068371
820 | 2.125 | 0.065 | 2.4783 | 1.8221 | 8 | 25920 | 65.684 | 141.7996 | 1387858.4051 | 0.0078856 | 89.5985 | 5.741 | 240221.1058 | 0.17309 | 2.3554e-07 | 0.0012121
1509 | 0.75 | 0.065 | 2.9125 | 1.3479 | 8 | 25920 | 28.1079 | 37.1543 | 215148.6832 | 0.12022 | 482.0905 | 36.9532 | 37320.5743 | 0.17346 | 5.474e-05 | 0.057075
414 | 2.25 | 0.065 | 1.5688 | 1.5691 | 8 | 25920 | 44.5111 | 129.3144 | 1005171.1985 | 0.015727 | 189.2003 | 7.9082 | 174391.5103 | 0.17349 | 9.3681e-07 | 0.00065021
193 | 2.5 | 0.065 | 2.8817 | 1.4444 | 5 | 16200 | 56.3725 | 82.7277 | 878677.0421 | 0.02304 | 307.9888 | 9.0205 | 152885.9695 | 0.174 | 1.2567e-06 | 0.00083844
218 | 2 | 0.065 | 2.1082 | 1.6826 | 8 | 25920 | 52.8822 | 123.2686 | 1056668.5581 | 0.012473 | 133.3834 | 7.4704 | 184611.4714 | 0.17471 | 5.8927e-07 | 0.0012702
416 | 2.125 | 0.065 | 2.0692 | 1.7111 | 8 | 25920 | 55.0851 | 133.1773 | 1168335.1791 | 0.010829 | 123.0365 | 6.7501 | 204310.7292 | 0.17487 | 4.4414e-07 | 0.0010204
5 | 3 | 0.065 | 2.6223 | 1.7083 | 6 | 19440 | 73.4106 | 140.7703 | 1638943.7693 | 0.0077497 | 124.3119 | 4.8076 | 286862.2823 | 0.17503 | 1.7061e-07 | 0.00042085
3 | 1.75 | 0.065 | 2.2766 | 1.6495 | 8 | 25920 | 50.0493 | 105.7638 | 876265.2505 | 0.015807 | 147.9106 | 8.992 | 153372.199 | 0.17503 | 9.4644e-07 | 0.0021373
1451 | 3 | 0.065 | 2.68 | 1.7333 | 6 | 19440 | 74.9929 | 142.8239 | 1673643.4329 | 0.0073308 | 117.5921 | 4.674 | 295062.7922 | 0.1763 | 1.5267e-07 | 0.00042976
1899 | 2.25 | 0.065 | 2.969 | 2.0621 | 8 | 25920 | 82.9211 | 169.883 | 1847510.1662 | 0.0045851 | 55.1609 | 4.2147 | 327214.5491 | 0.17711 | 7.9629e-08 | 0.0011951
2650 | 2 | 0.12 | 2.737 | 1.3456 | 5 | 16200 | 43.1876 | 61.6999 | 542304.5859 | 0.048007 | 513.3831 | 14.2842 | 96548.2463 | 0.17803 | 5.456e-06 | 0.0021269
1571 | 1.25 | 0.083 | 1.8499 | 1.2892 | 7 | 22680 | 26.145 | 51.756 | 292832.8843 | 0.10622 | 709.9669 | 26.4047 | 52229.8184 | 0.17836 | 3.7397e-05 | 0.006515
1513 | 2.125 | 0.065 | 2.6623 | 1.7326 | 7 | 22680 | 61.8284 | 118.0133 | 1144502.6594 | 0.01073 | 121.9166 | 6.7189 | 205259.6078 | 0.17934 | 3.8158e-07 | 0.0013056
368 | 2.375 | 0.065 | 1.3398 | 1.4177 | 7 | 22680 | 35.4218 | 107.9361 | 744285.048 | 0.028942 | 367.5345 | 10.3242 | 133581.4773 | 0.17948 | 2.7762e-06 | 0.00047373
1840 | 2.375 | 0.065 | 1.9726 | 1.8022 | 8 | 25920 | 58.5937 | 156.7369 | 1387005.8193 | 0.0080857 | 102.6797 | 5.5089 | 250341.9252 | 0.18049 | 2.4764e-07 | 0.00067591
559 | 2.125 | 0.065 | 2.569 | 1.7194 | 7 | 22680 | 59.7132 | 117.1115 | 1106167.7402 | 0.011306 | 128.4669 | 6.8992 | 199893.6948 | 0.18071 | 4.2369e-07 | 0.0012619
1353 | 2 | 0.12 | 2.8329 | 1.957 | 8 | 25920 | 70.5541 | 143.3392 | 1401154.9541 | 0.0067096 | 71.7514 | 5.4348 | 253757.531 | 0.18111 | 1.7052e-07 | 0.0021466
2792 | 2.125 | 0.065 | 1.5869 | 1.4535 | 7 | 22680 | 37.4511 | 99.0292 | 702715.5507 | 0.028233 | 320.7903 | 10.8181 | 127482.4195 | 0.18141 | 2.6418e-06 | 0.00080162
535 | 2.25 | 0.065 | 2.9541 | 1.8975 | 7 | 22680 | 72.3839 | 136.8147 | 1414374.6514 | 0.0070879 | 85.2713 | 5.2859 | 260906.7759 | 0.18447 | 1.665e-07 | 0.001195
2888 | 2.375 | 0.065 | 2.6707 | 1.8689 | 7 | 22680 | 69.1415 | 142.2306 | 1427275.5126 | 0.0072551 | 92.1324 | 5.2113 | 264640.2336 | 0.18542 | 1.7445e-07 | 0.00090845
2174 | 2.125 | 0.065 | 2.1222 | 1.6364 | 7 | 22680 | 49.585 | 111.4685 | 922616.2225 | 0.015323 | 174.1075 | 8.0349 | 171640.6304 | 0.18604 | 7.7821e-07 | 0.0010525
300 | 2.25 | 0.065 | 2.8286 | 2.1182 | 8 | 25920 | 79.0709 | 174.5031 | 1763075.0239 | 0.0045634 | 54.9007 | 4.2043 | 328026.2957 | 0.18605 | 7.8879e-08 | 0.0011405
363 | 1 | 0.12 | 1.8009 | 1.3329 | 8 | 25920 | 23.4324 | 48.9305 | 241293.9902 | 0.11202 | 598.9664 | 30.4959 | 45222.9932 | 0.18742 | 4.7531e-05 | 0.021263
1494 | 1.5 | 0.049 | 2.5164 | 1.5458 | 7 | 22680 | 41.7431 | 74.3863 | 550940.7497 | 0.029921 | 239.9816 | 13.3272 | 103481.1582 | 0.18783 | 2.9673e-06 | 0.0036504
2882 | 2.5 | 0.065 | 2.4903 | 1.2644 | 4 | 12960 | 39.4275 | 57.9896 | 496492.6654 | 0.06853 | 916.0595 | 14.7832 | 93289.4669 | 0.1879 | 8.8943e-06 | 0.00074025
2522 | 2.5 | 0.065 | 2.4179 | 1.8585 | 7 | 22680 | 65.9615 | 148.8796 | 1434594.2557 | 0.007305 | 97.6489 | 5.1008 | 270371.0619 | 0.18847 | 1.7686e-07 | 0.00069842
386 | 1.375 | 0.065 | 1.0137 | 1.2552 | 8 | 25920 | 18.4702 | 63.3073 | 265277.4095 | 0.13289 | 977.0062 | 27.5771 | 50009.4896 | 0.18852 | 6.689e-05 | 0.0023608
2567 | 1.375 | 0.049 | 2.9725 | 1.2808 | 5 | 16200 | 32.62 | 40.4381 | 284318.9863 | 0.1127 | 828.5848 | 25.7291 | 53601.3343 | 0.18853 | 3.0069e-05 | 0.0058522
696 | 1.5 | 0.12 | 2.9109 | 1.3037 | 5 | 16200 | 34.7477 | 44.8851 | 329607.5471 | 0.089868 | 720.7792 | 22.1279 | 62324.726 | 0.18909 | 1.9119e-05 | 0.0065615
577 | 1.75 | 0.065 | 2.7819 | 1.5198 | 6 | 19440 | 45.9914 | 73.1403 | 605287.6324 | 0.028595 | 267.5652 | 12.0392 | 114551.8412 | 0.18925 | 2.3228e-06 | 0.0026247
2624 | 2.5 | 0.065 | 1.4639 | 1.3872 | 6 | 19440 | 34.9415 | 95.3132 | 662756.9328 | 0.035061 | 468.6724 | 10.9827 | 125571.3882 | 0.18947 | 3.4921e-06 | 0.00043917
2236 | 2.125 | 0.065 | 2.3563 | 1.9383 | 8 | 25920 | 62.5224 | 150.835 | 1322375.5716 | 0.0072508 | 82.3854 | 5.4981 | 250836.8964 | 0.18969 | 1.9914e-07 | 0.0011549
2867 | 1.5 | 0.065 | 2.5316 | 1.4048 | 6 | 19440 | 36.199 | 57.9847 | 411442.8135 | 0.054019 | 433.2569 | 17.6361 | 78198.3162 | 0.19006 | 8.2898e-06 | 0.0040696
975 | 2.5 | 0.065 | 1.3224 | 1.3496 | 6 | 19440 | 31.7054 | 92.7369 | 603616.5584 | 0.042633 | 569.8847 | 12.0052 | 114876.3275 | 0.19031 | 5.1633e-06 | 0.00039998
2758 | 2.125 | 0.065 | 2.4622 | 1.9832 | 8 | 25920 | 65.2657 | 154.3244 | 1379194.7791 | 0.0066347 | 75.3845 | 5.2513 | 262624.2352 | 0.19042 | 1.6673e-07 | 0.0012046
19 | 2.25 | 0.065 | 2.6364 | 1.6517 | 6 | 19440 | 55.7163 | 102.1235 | 938178.7562 | 0.014716 | 177.0443 | 7.6523 | 180223.1758 | 0.1921 | 6.1522e-07 | 0.0010789
2197 | 1.375 | 0.065 | 1.4399 | 1.2881 | 7 | 22680 | 22.5967 | 56.8646 | 280507.8757 | 0.11132 | 818.4262 | 25.5709 | 53932.9598 | 0.19227 | 4.1071e-05 | 0.0032605
2021 | 1.5 | 0.095 | 1.5323 | 1.4654 | 8 | 25920 | 29.4989 | 80.5786 | 450633.8106 | 0.042898 | 344.0553 | 15.8173 | 87190.3236 | 0.19348 | 6.9702e-06 | 0.0029991
669 | 1.75 | 0.065 | 1.7845 | 1.4808 | 7 | 22680 | 34.7914 | 83.1157 | 539011.796 | 0.034716 | 324.84 | 13.2107 | 104393.4191 | 0.19368 | 3.9943e-06 | 0.0017172
2214 | 2.5 | 0.065 | 2.1233 | 1.597 | 6 | 19440 | 50.0157 | 109.7037 | 938239.9241 | 0.016062 | 214.7036 | 7.5753 | 182054.3773 | 0.19404 | 7.3288e-07 | 0.00062172
262 | 1.5 | 0.049 | 1.5487 | 1.3546 | 7 | 22680 | 26.2579 | 65.21 | 352844.628 | 0.071903 | 576.6919 | 20.1078 | 68585.9693 | 0.19438 | 1.7135e-05 | 0.0023379
325 | 2 | 0.065 | 1.3949 | 1.433 | 7 | 22680 | 31.2378 | 91.9008 | 555401.1863 | 0.037415 | 400.1103 | 12.7542 | 108130.6571 | 0.19469 | 4.6396e-06 | 0.00087203
2566 | 2.375 | 0.065 | 1.9457 | 1.5252 | 6 | 19440 | 43.7313 | 99.5458 | 782223.203 | 0.021902 | 278.1272 | 9.0418 | 152526.1629 | 0.19499 | 1.3627e-06 | 0.00067767
576 | 1.5 | 0.095 | 2.7811 | 1.4724 | 6 | 19440 | 39.6215 | 60.7658 | 448971.2802 | 0.042421 | 340.2341 | 15.7341 | 87651.4873 | 0.19523 | 5.1122e-06 | 0.005312
1318 | 2.375 | 0.065 | 1.2138 | 1.5969 | 8 | 25920 | 36.6217 | 138.8961 | 878386.6268 | 0.017161 | 217.9256 | 8.032 | 171702.8624 | 0.19548 | 1.1155e-06 | 0.00042805
2435 | 0.875 | 0.035 | 2.3691 | 1.4372 | 8 | 25920 | 26.7492 | 46.1762 | 239419.3197 | 0.085952 | 402.1335 | 29.2096 | 47214.4881 | 0.1972 | 2.7983e-05 | 0.019156
1628 | 1.375 | 0.049 | 2.1913 | 1.3444 | 6 | 19440 | 29.027 | 50.888 | 305068.0149 | 0.085642 | 629.641 | 22.8114 | 60457.2863 | 0.19818 | 2.0836e-05 | 0.0043606
1279 | 0.6875 | 0.065 | 2.0636 | 1.2906 | 8 | 25920 | 18.7731 | 32.6325 | 134668.4143 | 0.22993 | 845.2152 | 51.6634 | 26694.2595 | 0.19822 | 0.00020025 | 0.059614
2427 | 1.75 | 0.065 | 2.2324 | 1.6325 | 7 | 22680 | 43.152 | 91.6108 | 663791.2359 | 0.02143 | 200.5195 | 10.4601 | 131845.0863 | 0.19862 | 1.522e-06 | 0.0021147
2829 | 1.75 | 0.065 | 2.5743 | 1.532 | 6 | 19440 | 42.6698 | 73.7258 | 562795.8251 | 0.030049 | 281.1699 | 12.3302 | 111848.9063 | 0.19874 | 2.565e-06 | 0.0024404
1802 | 2 | 0.12 | 2.4459 | 2.0079 | 8 | 25920 | 61.1178 | 147.0627 | 1217208.6984 | 0.0073335 | 78.4235 | 5.6908 | 242339.8801 | 0.19909 | 2.0371e-07 | 0.0018648
867 | 2.375 | 0.065 | 1.8144 | 1.7092 | 7 | 22680 | 47.4462 | 130.0963 | 987838.1304 | 0.012842 | 163.0818 | 6.9595 | 198162.9128 | 0.2006 | 5.4659e-07 | 0.00062875
1483 | 1.5 | 0.049 | 2.2698 | 1.2605 | 5 | 16200 | 27.4197 | 43.4029 | 262647.8689 | 0.13149 | 1054.6157 | 26.133 | 52773.0135 | 0.20093 | 4.0932e-05 | 0.0034109
1836 | 1.25 | 0.065 | 1.8817 | 1.5222 | 8 | 25920 | 30.1535 | 69.7748 | 383503.4523 | 0.044926 | 300.2692 | 17.8024 | 77467.9721 | 0.202 | 7.6449e-06 | 0.0057322
2316 | 3 | 0.065 | 2.3718 | 2.1367 | 7 | 22680 | 77.383 | 205.3289 | 2013735.8943 | 0.0039305 | 63.0486 | 3.3903 | 406780.4887 | 0.202 | 5.1202e-08 | 0.00037991
303 | 1.25 | 0.083 | 2.2142 | 1.3251 | 6 | 19440 | 26.7848 | 45.6165 | 256846.6503 | 0.10776 | 720.2256 | 26.5712 | 51902.6512 | 0.20208 | 3.2988e-05 | 0.0077779
1808 | 2 | 0.065 | 2.4901 | 2.0607 | 8 | 25920 | 62.1939 | 150.9214 | 1238185.7515 | 0.0068507 | 73.2607 | 5.4972 | 250874.9229 | 0.20261 | 1.7777e-07 | 0.0014884
1539 | 1.375 | 0.035 | 2.2328 | 1.371 | 6 | 19440 | 29.5493 | 51.8929 | 310317.5125 | 0.078147 | 574.5425 | 21.9086 | 62948.6736 | 0.20285 | 1.7349e-05 | 0.004067
2426 | 1.25 | 0.083 | 1.5202 | 1.4247 | 8 | 25920 | 24.6445 | 65.3187 | 316385.6209 | 0.066953 | 447.4885 | 21.4535 | 64283.8564 | 0.20318 | 1.6979e-05 | 0.0053892
429 | 1.25 | 0.049 | 1.8662 | 1.5281 | 8 | 25920 | 29.9176 | 70.044 | 380629.995 | 0.04476 | 299.1625 | 17.7816 | 77558.751 | 0.20376 | 7.5887e-06 | 0.005083
1490 | 2.375 | 0.065 | 1.5417 | 1.8276 | 8 | 25920 | 46.1178 | 158.9394 | 1098208.6605 | 0.0098991 | 125.7086 | 6.1062 | 225855.3997 | 0.20566 | 3.7117e-07 | 0.00053517
1246 | 2.125 | 0.065 | 2.629 | 1.9495 | 7 | 22680 | 61.075 | 132.7653 | 1130849.0694 | 0.0083788 | 95.2015 | 5.9227 | 232852.5863 | 0.20591 | 2.3268e-07 | 0.00129
2976 | 2.375 | 0.065 | 1.976 | 2.04 | 8 | 25920 | 58.6936 | 177.3948 | 1389318.4762 | 0.0062265 | 79.0701 | 4.8164 | 286338.03 | 0.2061 | 1.4685e-07 | 0.00067703
1898 | 1.5 | 0.095 | 2.3707 | 1.8077 | 8 | 25920 | 44.831 | 99.3566 | 674791.6851 | 0.016508 | 132.3992 | 9.9138 | 139110.7617 | 0.20615 | 1.0322e-06 | 0.0044909
1568 | 0.875 | 0.065 | 2.4983 | 1.5059 | 8 | 25920 | 28.1275 | 48.3748 | 251174.295 | 0.070804 | 331.2619 | 26.6189 | 51809.6336 | 0.20627 | 1.8989e-05 | 0.027396
430 | 1.375 | 0.065 | 1.6975 | 1.4057 | 7 | 22680 | 26.3758 | 62.0376 | 324823.326 | 0.068276 | 501.9671 | 20.5812 | 67008.6439 | 0.20629 | 1.545e-05 | 0.0037756
114 | 0.75 | 0.083 | 2.7011 | 1.3448 | 7 | 22680 | 23.0872 | 32.4593 | 156141.5572 | 0.16711 | 670.1583 | 42.7645 | 32249.0969 | 0.20654 | 9.2558e-05 | 0.068727
1871 | 1.25 | 0.035 | 2.1885 | 1.3432 | 6 | 19440 | 26.49 | 46.2397 | 254152.7575 | 0.10313 | 689.3179 | 26.1332 | 52772.582 | 0.20764 | 3.0217e-05 | 0.0054812
2425 | 2.25 | 0.065 | 2.0274 | 1.8035 | 7 | 22680 | 50.1407 | 130.0513 | 987551.6186 | 0.011338 | 136.4009 | 6.7164 | 205336.1466 | 0.20792 | 4.2604e-07 | 0.00083436
220 | 1 | 0.049 | 2.1289 | 1.5028 | 8 | 25920 | 27.4321 | 55.145 | 280278.1459 | 0.063848 | 341.391 | 23.6561 | 58298.4676 | 0.208 | 1.5441e-05 | 0.012448
1680 | 1.25 | 0.035 | 2.2572 | 1.358 | 6 | 19440 | 27.2755 | 46.7442 | 261330.4748 | 0.096179 | 642.8297 | 25.3375 | 54429.9066 | 0.20828 | 2.6279e-05 | 0.005636
208 | 2.5 | 0.065 | 2.8163 | 2.5183 | 8 | 25920 | 87.3164 | 230.4546 | 2159888.2028 | 0.0027435 | 36.6733 | 3.0586 | 450896.8481 | 0.20876 | 2.851e-08 | 0.00080507
285 | 1.5 | 0.095 | 2.2528 | 1.4439 | 6 | 19440 | 32.3754 | 59.5929 | 369517.0818 | 0.054852 | 439.9374 | 17.7413 | 77734.6495 | 0.21037 | 8.5474e-06 | 0.0043719
2286 | 1.5 | 0.049 | 2.2623 | 1.291 | 5 | 16200 | 27.3337 | 44.4491 | 261861.7801 | 0.11806 | 946.8898 | 24.975 | 55219.7668 | 0.21087 | 3.2997e-05 | 0.0034007
1996 | 3 | 0.065 | 2.3781 | 2.5782 | 8 | 25920 | 88.4581 | 283.0821 | 2625249.6549 | 0.0021715 | 34.8328 | 2.4802 | 556038.9717 | 0.2118 | 1.7861e-08 | 0.00037919
2480 | 2.375 | 0.065 | 2.0879 | 1.4555 | 5 | 16200 | 39.2622 | 79.2053 | 587193.9281 | 0.033634 | 427.1219 | 11.0748 | 124527.8747 | 0.21207 | 2.6781e-06 | 0.00073254
1701 | 1.5 | 0.12 | 2.2048 | 1.801 | 8 | 25920 | 41.7966 | 98.9897 | 630428.0495 | 0.017817 | 142.8991 | 10.296 | 133946.9593 | 0.21247 | 1.2024e-06 | 0.0049023
1992 | 1.25 | 0.065 | 2.9007 | 1.6778 | 7 | 22680 | 40.1566 | 67.3019 | 442203.7456 | 0.030016 | 200.6155 | 14.6393 | 94206.1732 | 0.21304 | 2.986e-06 | 0.008633
2478 | 2.5 | 0.065 | 1.5051 | 1.9168 | 8 | 25920 | 47.3527 | 175.4525 | 1186098.2264 | 0.0082737 | 110.5978 | 5.4359 | 253706.268 | 0.2139 | 2.5929e-07 | 0.0004421
2909 | 2.375 | 0.065 | 1.3344 | 1.601 | 7 | 22680 | 35.2856 | 121.8695 | 741525.0687 | 0.020189 | 256.3789 | 8.6934 | 158639.4219 | 0.21394 | 1.3509e-06 | 0.00047197
1644 | 1 | 0.049 | 1.9811 | 1.4974 | 8 | 25920 | 25.6296 | 54.9472 | 262709.8608 | 0.068858 | 368.1813 | 24.5134 | 56259.5821 | 0.21415 | 1.796e-05 | 0.011668
2306 | 2.5 | 0.065 | 2.4502 | 1.8615 | 6 | 19440 | 57.4871 | 127.8433 | 1074780.9742 | 0.0097165 | 129.8841 | 5.8978 | 233837.0355 | 0.21757 | 2.682e-07 | 0.0007122
2417 | 1.375 | 0.065 | 2.8107 | 1.3666 | 5 | 16200 | 30.9248 | 43.1364 | 270119.3583 | 0.090849 | 667.9255 | 23.399 | 58939.1113 | 0.2182 | 1.9539e-05 | 0.0061539
2063 | 1.375 | 0.065 | 2.4167 | 1.6547 | 7 | 22680 | 36.9247 | 72.9974 | 448525.3747 | 0.030637 | 225.2442 | 14.0883 | 97890.9062 | 0.21825 | 3.1109e-06 | 0.0052135
856 | 1.75 | 0.065 | 2.1924 | 1.9846 | 8 | 25920 | 48.2534 | 127.2079 | 845632.9613 | 0.010806 | 101.1151 | 7.416 | 185964.3316 | 0.21991 | 4.4231e-07 | 0.0020626
1386 | 2.125 | 0.065 | 1.0006 | 1.5656 | 8 | 25920 | 27.3996 | 121.868 | 594917.883 | 0.026736 | 303.7825 | 10.5408 | 130836.3855 | 0.21992 | 2.7076e-06 | 0.00051959
1638 | 0.625 | 0.035 | 2.1586 | 1.3549 | 8 | 25920 | 17.9244 | 31.1533 | 117255.7447 | 0.21619 | 722.4808 | 53.2549 | 25896.4881 | 0.22085 | 0.00017704 | 0.058133
2312 | 2.5 | 0.065 | 2.5874 | 2.5711 | 8 | 25920 | 80.341 | 235.2856 | 1989920.9988 | 0.0028777 | 38.4672 | 3.1371 | 439621.1854 | 0.22092 | 3.1367e-08 | 0.00074172
2549 | 0.875 | 0.12 | 1.7465 | 1.2927 | 7 | 22680 | 17.7783 | 36.38 | 142547.9264 | 0.21564 | 1008.8684 | 43.573 | 31650.7112 | 0.22204 | 0.00015411 | 0.038475
1412 | 2.125 | 0.065 | 2.4349 | 2.3138 | 8 | 25920 | 64.5603 | 180.0202 | 1364585.2728 | 0.0050183 | 57.0193 | 4.5406 | 303729.0742 | 0.22258 | 9.5389e-08 | 0.0011918
1579 | 2.25 | 0.065 | 1.8478 | 2.0926 | 8 | 25920 | 52.1647 | 172.396 | 1173017.6836 | 0.0070197 | 84.4507 | 5.2596 | 262210.5625 | 0.22354 | 1.8664e-07 | 0.00075878
2500 | 2.25 | 0.065 | 1.8021 | 1.8352 | 7 | 22680 | 44.7316 | 132.3345 | 883755.843 | 0.012188 | 146.6348 | 6.9652 | 197999.654 | 0.22404 | 4.9237e-07 | 0.00074667
584 | 1.25 | 0.035 | 2.4148 | 1.8248 | 8 | 25920 | 38.2781 | 83.6107 | 482489.8272 | 0.022607 | 151.1008 | 12.7278 | 108354.1733 | 0.22457 | 1.9359e-06 | 0.0058531
1841 | 2 | 0.065 | 1.108 | 1.3235 | 6 | 19440 | 21.7385 | 72.7941 | 337176.0151 | 0.082476 | 881.99 | 18.1738 | 75884.9036 | 0.22506 | 1.9324e-05 | 0.00072057
1777 | 3 | 0.065 | 2.4532 | 2.8336 | 8 | 25920 | 91.204 | 311.1075 | 2705542.1729 | 0.0018136 | 29.0911 | 2.2533 | 612031.1386 | 0.22621 | 1.2458e-08 | 0.00039079
2565 | 3 | 0.065 | 0.91766 | 1.7693 | 8 | 25920 | 35.0403 | 194.325 | 1063300.2639 | 0.010998 | 176.4233 | 5.7306 | 240657.4146 | 0.22633 | 4.5819e-07 | 0.00015358
2437 | 3 | 0.065 | 2.2128 | 2.6882 | 8 | 25920 | 82.411 | 295.1511 | 2448432.5625 | 0.0021766 | 34.915 | 2.4834 | 555343.1772 | 0.22682 | 1.7945e-08 | 0.00035365
1656 | 2 | 0.065 | 2.9979 | 2.232 | 7 | 22680 | 65.4389 | 143.049 | 1138762.3075 | 0.0064127 | 68.576 | 5.3118 | 259632.742 | 0.228 | 1.3629e-07 | 0.001788
677 | 3 | 0.065 | 1.9106 | 1.3795 | 4 | 12960 | 36.4173 | 75.8656 | 551781.8848 | 0.042964 | 689.1767 | 10.8923 | 126613.3765 | 0.22946 | 3.4959e-06 | 0.0003188
2798 | 2.125 | 0.065 | 1.9249 | 1.8863 | 7 | 22680 | 45.1122 | 128.4632 | 841557.2688 | 0.012063 | 137.0586 | 7.1283 | 193469.2223 | 0.22989 | 4.8225e-07 | 0.00096001
1775 | 3 | 0.065 | 2.6176 | 1.5409 | 4 | 12960 | 49.3466 | 84.7222 | 740810.972 | 0.022451 | 360.1364 | 8.0977 | 170310.1393 | 0.2299 | 9.5463e-07 | 0.00042801
1460 | 2.25 | 0.065 | 2.2742 | 2.3897 | 8 | 25920 | 63.8625 | 196.8452 | 1429550.908 | 0.0045286 | 54.4823 | 4.1875 | 329344.3621 | 0.23038 | 7.7682e-08 | 0.00092472
1825 | 1.75 | 0.065 | 2.9552 | 2.102 | 7 | 22680 | 56.6475 | 117.9056 | 865207.7044 | 0.0094364 | 88.2972 | 6.9179 | 199355.9149 | 0.23041 | 2.9512e-07 | 0.0027564
380 | 3 | 0.065 | 2.4527 | 1.8095 | 5 | 16200 | 57.5445 | 124.2727 | 1075831.2983 | 0.010331 | 165.724 | 5.555 | 248266.0788 | 0.23077 | 2.5269e-07 | 0.00039781
2978 | 2.25 | 0.065 | 1.3794 | 1.3239 | 5 | 16200 | 25.1253 | 68.2763 | 362523.4177 | 0.076615 | 921.7219 | 16.4654 | 83758.5732 | 0.23104 | 1.3896e-05 | 0.00060033
84 | 1.25 | 0.035 | 2.8826 | 1.3865 | 5 | 16200 | 28.9328 | 39.7989 | 230394.4714 | 0.10104 | 675.3103 | 25.8973 | 53253.2104 | 0.23114 | 2.4168e-05 | 0.007155
2217 | 2.25 | 0.065 | 1.2772 | 1.4604 | 6 | 19440 | 27.7523 | 90.321 | 478236.0203 | 0.040859 | 491.5583 | 12.4708 | 110587.5017 | 0.23124 | 4.7426e-06 | 0.00054996
267 | 2.25 | 0.065 | 2.31 | 1.834 | 6 | 19440 | 49.001 | 113.3799 | 827727.865 | 0.013033 | 156.7896 | 7.2028 | 191468.3553 | 0.23132 | 4.8251e-07 | 0.00095187
1790 | 3 | 0.065 | 2.0068 | 2.2768 | 7 | 22680 | 65.7008 | 218.7843 | 1714844.0016 | 0.004109 | 65.9116 | 3.4697 | 397472.6496 | 0.23178 | 5.5958e-08 | 0.00032352
1437 | 3 | 0.065 | 1.6237 | 2.063 | 7 | 22680 | 53.4398 | 198.256 | 1401143.3642 | 0.0060404 | 96.8935 | 4.2343 | 325703.4046 | 0.23246 | 1.2093e-07 | 0.00026434
314 | 2.375 | 0.065 | 0.92774 | 1.6607 | 8 | 25920 | 28.3397 | 144.4413 | 686670.5912 | 0.019831 | 251.8353 | 8.6184 | 160019.5485 | 0.23304 | 1.4896e-06 | 0.00033462
568 | 2 | 0.065 | 1.6686 | 1.9747 | 8 | 25920 | 42.1641 | 144.6325 | 847734.4095 | 0.010889 | 116.4412 | 6.9739 | 197753.717 | 0.23327 | 4.4908e-07 | 0.0010191
2093 | 2.5 | 0.065 | 1.9752 | 2.0838 | 7 | 22680 | 54.1555 | 166.9064 | 1182879.8045 | 0.0070178 | 93.8093 | 4.997 | 275991.013 | 0.23332 | 1.6323e-07 | 0.00057588
2764 | 2.25 | 0.065 | 2.9418 | 2.4091 | 7 | 22680 | 72.0875 | 173.6566 | 1408686.4668 | 0.0045326 | 54.5294 | 4.1894 | 329195.2974 | 0.23369 | 6.8089e-08 | 0.0011902
159 | 2 | 0.065 | 2.7426 | 1.8993 | 6 | 19440 | 51.6324 | 104.3828 | 774228.6316 | 0.012922 | 138.1856 | 7.6047 | 181349.929 | 0.23423 | 4.7435e-07 | 0.0016546
1220 | 2 | 0.065 | 2.2295 | 1.7424 | 6 | 19440 | 42.2487 | 95.7726 | 637038.7849 | 0.019025 | 203.4487 | 9.2198 | 149582.5656 | 0.23481 | 1.0282e-06 | 0.0013614
1591 | 1.5 | 0.095 | 1.9101 | 1.4732 | 6 | 19440 | 27.6756 | 60.7983 | 317983.4251 | 0.059796 | 479.5858 | 18.4592 | 74711.3671 | 0.23495 | 1.0157e-05 | 0.0037622
1615 | 3 | 0.065 | 1.7802 | 2.4988 | 8 | 25920 | 66.59 | 274.3732 | 1985822.5652 | 0.0030227 | 48.4872 | 2.9544 | 466796.3914 | 0.23506 | 3.4609e-08 | 0.00028683
2832 | 3 | 0.065 | 2.4508 | 2.9798 | 8 | 25920 | 91.115 | 327.1441 | 2702939.2926 | 0.0016813 | 26.9695 | 2.164 | 637303.3885 | 0.23578 | 1.0707e-08 | 0.00039041
501 | 2.5 | 0.065 | 2.8241 | 2.9183 | 8 | 25920 | 87.5549 | 267.0248 | 2165700.345 | 0.0021657 | 28.9494 | 2.6968 | 511387.3333 | 0.23613 | 1.7765e-08 | 0.00080724
2105 | 1.5 | 0.12 | 1.4518 | 1.5048 | 7 | 22680 | 24.7078 | 72.4176 | 333014.4533 | 0.053524 | 429.2848 | 17.5244 | 78696.6369 | 0.23632 | 9.4949e-06 | 0.0033823
2838 | 0.75 | 0.035 | 2.6588 | 1.62 | 8 | 25920 | 25.7879 | 44.6202 | 198189.8489 | 0.073218 | 293.6178 | 29.3618 | 46969.7215 | 0.23699 | 2.0306e-05 | 0.036335
23 | 1.75 | 0.065 | 1.1156 | 1.6105 | 8 | 25920 | 25.2783 | 103.2639 | 453750.8833 | 0.032479 | 303.913 | 12.7983 | 107757.6764 | 0.23748 | 3.9957e-06 | 0.0011068
1801 | 1.5 | 0.065 | 1.0864 | 1.5121 | 8 | 25920 | 21.3447 | 83.1389 | 331419.3388 | 0.053013 | 425.1835 | 17.4831 | 78882.7197 | 0.23801 | 1.0645e-05 | 0.0018439
2213 | 2 | 0.12 | 2.7745 | 2.2562 | 7 | 22680 | 60.6737 | 144.5927 | 1057482.9728 | 0.0067729 | 72.429 | 5.4613 | 252523.6335 | 0.2388 | 1.5204e-07 | 0.002116
540 | 1.25 | 0.065 | 1.8063 | 1.5379 | 7 | 22680 | 25.5625 | 61.7052 | 286624.0298 | 0.058352 | 390.003 | 20.1437 | 68463.8148 | 0.23886 | 1.1285e-05 | 0.0055957
919 | 1.375 | 0.035 | 1.7322 | 1.4041 | 6 | 19440 | 23.2552 | 53.1431 | 247053.584 | 0.090109 | 662.4817 | 23.3478 | 59068.2665 | 0.23909 | 2.3066e-05 | 0.0032379
1364 | 1.75 | 0.065 | 2.7645 | 1.835 | 6 | 19440 | 45.7134 | 88.2715 | 601730.347 | 0.017906 | 167.5513 | 9.57 | 144107.9155 | 0.23949 | 9.1086e-07 | 0.0026093
2009 | 2 | 0.12 | 2.7147 | 2.2482 | 7 | 22680 | 59.3973 | 144.0828 | 1035711.9486 | 0.0069595 | 74.4235 | 5.5388 | 248993.6377 | 0.24041 | 1.6052e-07 | 0.0020724
2507 | 1.5 | 0.049 | 1.594 | 1.5821 | 7 | 22680 | 26.9834 | 76.1315 | 362125.8081 | 0.04268 | 342.309 | 15.8034 | 87267.0165 | 0.24099 | 6.0372e-06 | 0.0023994
2059 | 2.25 | 0.065 | 2.7996 | 2.816 | 8 | 25920 | 78.2742 | 231.9237 | 1745602.6274 | 0.0028382 | 34.1452 | 3.2718 | 421517.0299 | 0.24147 | 3.0512e-08 | 0.0011292
854 | 1.375 | 0.035 | 2.2867 | 1.7646 | 7 | 22680 | 35.0188 | 77.8341 | 426175.6256 | 0.027609 | 202.9821 | 13.3989 | 102927.365 | 0.24151 | 2.5263e-06 | 0.0041036
901 | 2.375 | 0.065 | 2.4056 | 2.3211 | 7 | 22680 | 62.426 | 176.6085 | 1291253.963 | 0.005274 | 66.9741 | 4.4189 | 312094.0478 | 0.2417 | 9.2186e-08 | 0.00082187
1865 | 0.875 | 0.035 | 1.8434 | 1.5244 | 8 | 25920 | 21.1409 | 48.9671 | 191589.7026 | 0.089548 | 418.9581 | 29.772 | 46322.6026 | 0.24178 | 3.0374e-05 | 0.015329
2894 | 1.5 | 0.049 | 2.092 | 1.7653 | 7 | 22680 | 34.9527 | 84.924 | 464073.8521 | 0.025333 | 203.1831 | 12.285 | 112259.7455 | 0.2419 | 2.127e-06 | 0.0030749
1404 | 0.75 | 0.035 | 1.9573 | 1.4777 | 8 | 25920 | 19.374 | 40.7174 | 151303.5746 | 0.12447 | 499.139 | 37.6363 | 36643.1909 | 0.24218 | 5.868e-05 | 0.027739
2164 | 3 | 0.065 | 1.907 | 2.6838 | 8 | 25920 | 71.2255 | 294.6632 | 2121365.3346 | 0.0025189 | 40.4045 | 2.6833 | 513959.6395 | 0.24228 | 2.4032e-08 | 0.00030641
1882 | 2.375 | 0.065 | 2.5313 | 2.3893 | 7 | 22680 | 65.6096 | 181.788 | 1355738.0039 | 0.0047768 | 60.6598 | 4.1965 | 328631.0828 | 0.2424 | 7.5623e-08 | 0.00086292
1197 | 2.25 | 0.065 | 1.4448 | 1.7957 | 7 | 22680 | 36.1547 | 129.4831 | 719175.4789 | 0.015723 | 189.1593 | 7.9073 | 174410.2004 | 0.24251 | 8.1935e-07 | 0.00060762
2287 | 1.5 | 0.065 | 2.0511 | 1.9855 | 8 | 25920 | 38.9866 | 109.1118 | 589346.1875 | 0.015491 | 124.2433 | 9.6064 | 143562.1173 | 0.2436 | 9.0894e-07 | 0.003279
2520 | 2.25 | 0.065 | 2.8978 | 2.9063 | 8 | 25920 | 80.9675 | 239.3531 | 1804667.2223 | 0.0026153 | 31.4635 | 3.1324 | 440271.2434 | 0.24396 | 2.5907e-08 | 0.0011674
2396 | 3 | 0.065 | 2.9158 | 2.0698 | 5 | 16200 | 68.131 | 142.1287 | 1269301.5405 | 0.0066255 | 106.2786 | 4.4393 | 310658.7968 | 0.24475 | 1.0392e-07 | 0.00046935
2526 | 2 | 0.065 | 1.6056 | 1.8027 | 7 | 22680 | 35.7329 | 115.566 | 632072.0811 | 0.017733 | 189.6372 | 8.9057 | 154858.1662 | 0.245 | 1.0422e-06 | 0.00099241
978 | 2.25 | 0.065 | 2.1288 | 2.4765 | 8 | 25920 | 59.8739 | 203.9826 | 1342080.8849 | 0.0045404 | 54.6243 | 4.1932 | 328895.3424 | 0.24506 | 7.8087e-08 | 0.00086814
971 | 2.25 | 0.065 | 2.8575 | 2.9077 | 8 | 25920 | 79.8638 | 239.4685 | 1780463.7351 | 0.0026489 | 31.8678 | 3.1538 | 437287.26 | 0.2456 | 2.6577e-08 | 0.0011517
655 | 2.5 | 0.065 | 1.955 | 2.1912 | 7 | 22680 | 53.6156 | 175.5 | 1171368.8306 | 0.0064478 | 86.1897 | 4.7839 | 288280.5386 | 0.24611 | 1.3779e-07 | 0.00057027
460 | 1 | 0.065 | 2.5024 | 1.2866 | 5 | 16200 | 20.5445 | 29.5921 | 133216.4881 | 0.23563 | 1259.917 | 42.0608 | 32788.6287 | 0.24613 | 0.00013144 | 0.017501
468 | 1.5 | 0.049 | 1.2496 | 1.4751 | 7 | 22680 | 21.4726 | 70.9925 | 291627.5847 | 0.064939 | 520.8386 | 19.2023 | 71820.2325 | 0.24627 | 1.3977e-05 | 0.0019323
1542 | 1.375 | 0.049 | 1.7788 | 1.2844 | 5 | 16200 | 20.1135 | 40.5532 | 179562.6492 | 0.17615 | 1295.0831 | 31.0141 | 44467.3667 | 0.24764 | 7.3459e-05 | 0.003696
2786 | 3 | 0.065 | 1.6979 | 2.2518 | 7 | 22680 | 55.8166 | 216.3802 | 1461955.415 | 0.0049162 | 78.8595 | 3.8082 | 362142.2011 | 0.24771 | 8.0103e-08 | 0.00027581
951 | 2.375 | 0.065 | 1.5727 | 2.2148 | 8 | 25920 | 47.0159 | 192.5769 | 1118997.5315 | 0.0066185 | 84.0477 | 4.9707 | 277451.4553 | 0.24795 | 1.6592e-07 | 0.0005453
2806 | 2.5 | 0.065 | 2.8189 | 2.6684 | 7 | 22680 | 76.6548 | 213.6799 | 1662587.736 | 0.0032435 | 43.3565 | 3.342 | 412655.672 | 0.2482 | 3.4867e-08 | 0.00080942
795 | 3 | 0.065 | 1.5936 | 1.6167 | 5 | 16200 | 37.9047 | 111.0562 | 716910.5315 | 0.020348 | 326.4038 | 7.7294 | 178423.4771 | 0.24888 | 9.8021e-07 | 0.00026509
1114 | 3 | 0.065 | 2.4525 | 2.3242 | 6 | 19440 | 68.7536 | 191.4496 | 1536814.859 | 0.0044211 | 70.9186 | 3.6044 | 382621.1913 | 0.24897 | 5.5528e-08 | 0.00039463
1084 | 2.375 | 0.065 | 1.5863 | 2.2342 | 8 | 25920 | 47.4084 | 194.2622 | 1128082.2629 | 0.006462 | 82.0604 | 4.9097 | 280898.5938 | 0.24901 | 1.5817e-07 | 0.00054973
2159 | 2.125 | 0.065 | 1.4055 | 1.7773 | 7 | 22680 | 33.3376 | 121.0497 | 628168.0976 | 0.018427 | 209.369 | 8.8012 | 156695.4695 | 0.24945 | 1.1254e-06 | 0.00071658
442 | 2.5 | 0.065 | 0.72584 | 1.6325 | 8 | 25920 | 23.5995 | 149.4528 | 607308.4733 | 0.023423 | 313.1092 | 9.0918 | 151688.1805 | 0.24977 | 2.0782e-06 | 0.00022637
1912 | 1.75 | 0.065 | 2.2513 | 2.2913 | 8 | 25920 | 49.5103 | 146.8424 | 867071.3069 | 0.0080355 | 75.1891 | 6.367 | 216602.0389 | 0.24981 | 2.4457e-07 | 0.0021149
1686 | 3 | 0.065 | 2.0721 | 2.1501 | 6 | 19440 | 58.3175 | 177.1209 | 1307948.3123 | 0.0059812 | 95.9434 | 4.2129 | 327353.2243 | 0.25028 | 1.0163e-07 | 0.00033586
1217 | 2 | 0.12 | 1.4812 | 1.5638 | 6 | 19440 | 28.5635 | 85.9741 | 436958.7905 | 0.036523 | 390.5695 | 12.5929 | 109514.9615 | 0.25063 | 3.7894e-06 | 0.0011901
2278 | 2 | 0.065 | 1.2741 | 1.4896 | 6 | 19440 | 24.7771 | 81.9048 | 381600.7778 | 0.048157 | 514.9819 | 14.328 | 96253.3834 | 0.25224 | 6.5881e-06 | 0.00081551
2696 | 3 | 0.065 | 2.7966 | 2.5325 | 6 | 19440 | 78.1919 | 208.5966 | 1743799.0815 | 0.0033666 | 54.0033 | 3.1265 | 441104.1975 | 0.25296 | 3.2198e-08 | 0.00044778
1297 | 1.5 | 0.095 | 2.5546 | 1.5061 | 5 | 16200 | 30.6755 | 51.8257 | 292397.4469 | 0.060793 | 487.5813 | 18.5994 | 74148.5076 | 0.25359 | 8.7491e-06 | 0.0049817
1550 | 2 | 0.12 | 2.2818 | 2.5173 | 8 | 25920 | 57.1159 | 184.3259 | 1139197.7734 | 0.0052051 | 55.6623 | 4.7611 | 289660.2453 | 0.25427 | 1.0262e-07 | 0.0017452
758 | 1.375 | 0.065 | 2.0375 | 1.5498 | 6 | 19440 | 27.094 | 58.6363 | 285638.5551 | 0.057291 | 421.2078 | 18.9855 | 72640.5329 | 0.25431 | 9.3244e-06 | 0.0045191
885 | 2 | 0.12 | 1.2962 | 1.7054 | 7 | 22680 | 29.1318 | 109.3362 | 519478.0198 | 0.024554 | 262.5786 | 10.4286 | 132243.0618 | 0.25457 | 1.9982e-06 | 0.0010395
873 | 0.625 | 0.02 | 1.7595 | 1.3956 | 8 | 25920 | 14.883 | 32.0836 | 98728.7545 | 0.23035 | 769.7965 | 54.8424 | 25146.8822 | 0.25471 | 0.00020099 | 0.039653
722 | 0.4375 | 0.049 | 2.4242 | 1.3777 | 8 | 25920 | 14.4066 | 22.2267 | 67078.345 | 0.35507 | 830.612 | 80.4629 | 17139.7567 | 0.25552 | 0.00047754 | 0.3393
1080 | 2.5 | 0.065 | 2.4269 | 2.9627 | 8 | 25920 | 75.4474 | 271.089 | 1870678.4928 | 0.0024505 | 32.756 | 2.8804 | 478795.483 | 0.25595 | 2.2744e-08 | 0.00069727
243 | 2.125 | 0.065 | 1.5659 | 2.1677 | 8 | 25920 | 42.0463 | 168.6625 | 898279.5529 | 0.0085774 | 97.4582 | 5.9943 | 230072.7713 | 0.25613 | 2.7867e-07 | 0.00078455
327 | 1 | 0.065 | 2.9678 | 2.0539 | 8 | 25920 | 37.6588 | 75.3046 | 379955.7377 | 0.022467 | 120.1318 | 14.1568 | 97417.2746 | 0.25639 | 1.912e-06 | 0.019498
1868 | 1.25 | 0.12 | 2.3001 | 2.0244 | 8 | 25920 | 36.5297 | 92.7333 | 461188.1529 | 0.019045 | 127.2876 | 11.65 | 118379.2464 | 0.25668 | 1.3738e-06 | 0.010424
1429 | 1.5 | 0.12 | 1.7641 | 1.7311 | 7 | 22680 | 29.7049 | 83.2808 | 396940.1702 | 0.031005 | 248.6692 | 13.5316 | 101918.4817 | 0.25676 | 3.186e-06 | 0.0040316
694 | 2.375 | 0.065 | 2.3935 | 2.4823 | 7 | 22680 | 62.1183 | 188.8612 | 1285021.7319 | 0.0047233 | 59.9804 | 4.1719 | 330570.6232 | 0.25725 | 7.3939e-08 | 0.00081791
1979 | 1.75 | 0.065 | 2.2496 | 1.5404 | 5 | 16200 | 31.4738 | 61.8033 | 349641.1918 | 0.047618 | 445.5655 | 15.3189 | 90026.8625 | 0.25748 | 5.3678e-06 | 0.0021832
1664 | 2 | 0.065 | 1.7218 | 1.4677 | 5 | 16200 | 27.7167 | 67.2829 | 353815.6141 | 0.05437 | 581.4283 | 15.1366 | 91111.2822 | 0.25751 | 6.9982e-06 | 0.0010888
1370 | 3 | 0.065 | 1.7439 | 1.7269 | 5 | 16200 | 41.3415 | 118.6101 | 779719.2174 | 0.015874 | 254.6349 | 6.8612 | 201003.0453 | 0.25779 | 5.9655e-07 | 0.00028832
1304 | 2.25 | 0.065 | 2.0767 | 2.6012 | 8 | 25920 | 58.4448 | 214.2465 | 1310741.2434 | 0.0042869 | 51.5738 | 4.0686 | 338963.7269 | 0.2586 | 6.9609e-08 | 0.00084787
96 | 3 | 0.065 | 1.6855 | 2.0261 | 6 | 19440 | 47.7138 | 166.9198 | 1075407.7243 | 0.0081534 | 130.7863 | 4.9326 | 279589.2577 | 0.25998 | 1.8885e-07 | 0.00027615
2623 | 2.5 | 0.065 | 1.6876 | 2.1628 | 7 | 22680 | 46.4845 | 173.2279 | 1019324.9689 | 0.0075905 | 101.4647 | 5.2019 | 265117.0831 | 0.26009 | 1.9095e-07 | 0.00049625
1998 | 2.125 | 0.065 | 2.834 | 1.5302 | 4 | 12960 | 38.1882 | 59.6456 | 409185.6366 | 0.041473 | 471.2208 | 12.9498 | 106496.9718 | 0.26027 | 3.2574e-06 | 0.0014295
2981 | 2 | 0.12 | 2.0209 | 2.1241 | 7 | 22680 | 44.5948 | 136.1424 | 783228.43 | 0.010218 | 109.2751 | 6.7469 | 204407.6551 | 0.26098 | 3.4607e-07 | 0.0015672
41 | 1.5 | 0.049 | 1.9435 | 2.0763 | 8 | 25920 | 37.019 | 114.0923 | 560579.1248 | 0.014912 | 119.6018 | 9.4258 | 146313.1352 | 0.261 | 8.423e-07 | 0.0028438
1617 | 2.5 | 0.065 | 0.97118 | 1.7026 | 7 | 22680 | 27.3774 | 136.4016 | 611943.7769 | 0.020927 | 279.737 | 8.6141 | 160099.2804 | 0.26162 | 1.4514e-06 | 0.00029792
2864 | 1.25 | 0.035 | 1.8564 | 1.6739 | 7 | 22680 | 26.2316 | 67.1439 | 293757.0642 | 0.045449 | 303.7649 | 17.9209 | 76955.7284 | 0.26197 | 6.846e-06 | 0.0046545
307 | 2.375 | 0.065 | 1.7951 | 1.8902 | 6 | 19440 | 40.4612 | 123.3263 | 725449.9708 | 0.013932 | 176.9244 | 7.2475 | 190289.5645 | 0.26231 | 5.5142e-07 | 0.00062848
784 | 2.25 | 0.065 | 2.2413 | 1.4454 | 4 | 12960 | 32.2175 | 59.6543 | 367785.4808 | 0.054926 | 660.7917 | 14.2488 | 96788.0203 | 0.26316 | 5.7136e-06 | 0.00095163
306 | 2.25 | 0.065 | 2.0263 | 2.283 | 7 | 22680 | 50.1136 | 164.5735 | 987030.5144 | 0.0071049 | 85.4757 | 5.2924 | 260584.9887 | 0.26401 | 1.673e-07 | 0.00083392
1669 | 1.25 | 0.035 | 1.9724 | 1.728 | 7 | 22680 | 27.7773 | 69.3095 | 310234.8007 | 0.039835 | 266.2428 | 16.8212 | 81986.6063 | 0.26427 | 5.2592e-06 | 0.0049156
2702 | 2.375 | 0.065 | 2.0176 | 2.0112 | 6 | 19440 | 45.2933 | 131.2132 | 809340.4533 | 0.010993 | 139.601 | 6.4379 | 214217.3324 | 0.26468 | 3.4331e-07 | 0.00070116
1089 | 1.5 | 0.095 | 2.0448 | 1.4356 | 5 | 16200 | 24.8486 | 49.4069 | 239154.1044 | 0.086363 | 692.6677 | 21.7717 | 63344.4253 | 0.26487 | 1.7657e-05 | 0.0040745
636 | 1.375 | 0.049 | 2.5337 | 2.2983 | 8 | 25920 | 43.9518 | 115.7662 | 606775.749 | 0.011421 | 83.9657 | 8.5797 | 160742.3991 | 0.26491 | 4.9405e-07 | 0.0048787
1230 | 1 | 0.049 | 2.4 | 1.9297 | 8 | 25920 | 30.7368 | 70.759 | 312488.8839 | 0.03097 | 165.5953 | 16.643 | 82864.3404 | 0.26518 | 3.633e-06 | 0.013879
54 | 0.5 | 0.049 | 1.9716 | 1.3828 | 8 | 25920 | 13.495 | 25.4688 | 72218.6502 | 0.32544 | 870.0495 | 71.9004 | 19180.9 | 0.26559 | 0.00040116 | 0.1626
47 | 0.6875 | 0.065 | 2.24 | 1.4521 | 7 | 22680 | 17.9047 | 32.1305 | 112742.9553 | 0.17651 | 648.8414 | 46.0481 | 29949.4285 | 0.26564 | 0.00010326 | 0.065187
207 | 2.25 | 0.065 | 2.3403 | 2.4771 | 7 | 22680 | 57.6506 | 178.5512 | 1131658.5166 | 0.0053825 | 64.7545 | 4.5831 | 300912.8017 | 0.2659 | 9.6019e-08 | 0.00095612
2223 | 2.125 | 0.065 | 2.0788 | 1.9615 | 6 | 19440 | 41.8694 | 114.5197 | 670960.7127 | 0.013947 | 158.4644 | 7.6667 | 179883.5037 | 0.2681 | 5.5256e-07 | 0.0010418
2902 | 2.25 | 0.065 | 1.5355 | 2.3206 | 8 | 25920 | 43.5981 | 191.1543 | 985150.2889 | 0.0069156 | 83.1992 | 5.2192 | 264237.6802 | 0.26822 | 1.8115e-07 | 0.00063726
2302 | 0.6875 | 0.065 | 1.8078 | 1.502 | 8 | 25920 | 16.6292 | 37.9487 | 120302.5617 | 0.14898 | 547.6665 | 42.692 | 32303.8206 | 0.26852 | 8.4074e-05 | 0.053255
1780 | 2 | 0.065 | 1.4207 | 1.6308 | 6 | 19440 | 27.4576 | 89.65 | 420790.6262 | 0.033898 | 362.4961 | 12.1775 | 113251.2014 | 0.26914 | 3.2642e-06 | 0.00089926
44 | 1.25 | 0.083 | 2.9768 | 1.5614 | 5 | 16200 | 29.83 | 44.7965 | 237226.9798 | 0.067558 | 451.5337 | 21.5426 | 64017.9443 | 0.26986 | 1.0805e-05 | 0.010345
1737 | 1.375 | 0.049 | 1.027 | 1.4346 | 7 | 22680 | 16.5406 | 63.3117 | 209490.106 | 0.098813 | 726.4735 | 24.2997 | 56754.4341 | 0.27092 | 3.236e-05 | 0.0022
2420 | 2.375 | 0.065 | 2.6615 | 1.9704 | 5 | 16200 | 49.6426 | 107.1584 | 737375.4998 | 0.012573 | 159.67 | 6.8864 | 200265.3284 | 0.27159 | 3.7426e-07 | 0.00091989
766 | 2.25 | 0.065 | 2.5649 | 2.6676 | 7 | 22680 | 63.0422 | 192.2688 | 1235116.2878 | 0.0043682 | 52.5526 | 4.109 | 335633.9128 | 0.27174 | 6.3242e-08 | 0.0010435
1126 | 0.75 | 0.083 | 1.8537 | 1.4268 | 7 | 22680 | 16.3078 | 34.4283 | 112778.5409 | 0.1869 | 749.5159 | 44.9079 | 30709.8858 | 0.2723 | 0.00011578 | 0.04964
2903 | 2 | 0.065 | 2.5522 | 2.9141 | 8 | 25920 | 63.7098 | 213.3552 | 1267736.8795 | 0.0037076 | 39.6488 | 3.9843 | 346141.4345 | 0.27304 | 5.2068e-08 | 0.0015239
2252 | 2.375 | 0.065 | 1.8825 | 2.7187 | 8 | 25920 | 55.9844 | 236.3519 | 1326604.4886 | 0.0039459 | 50.1088 | 3.7967 | 363244.1537 | 0.27381 | 5.8976e-08 | 0.00064647
1660 | 1.75 | 0.065 | 1.72 | 1.6942 | 6 | 19440 | 28.9991 | 81.5136 | 387911.2536 | 0.033409 | 312.6083 | 12.9717 | 106317.22 | 0.27408 | 3.1707e-06 | 0.0016821
2609 | 2.125 | 0.065 | 2.1934 | 2.7849 | 8 | 25920 | 58.3038 | 216.6357 | 1235001.9803 | 0.0040814 | 46.3739 | 4.0736 | 338552.3886 | 0.27413 | 6.3096e-08 | 0.0010786
1951 | 1.75 | 0.065 | 1.0637 | 1.7924 | 8 | 25920 | 24.1721 | 114.9059 | 434882.0097 | 0.02611 | 244.3111 | 11.5209 | 119705.4354 | 0.27526 | 2.5822e-06 | 0.0010607
1576 | 2.5 | 0.065 | 1.6347 | 2.6109 | 8 | 25920 | 51.3019 | 238.9229 | 1282327.8806 | 0.0043554 | 58.2196 | 3.9022 | 353422.6726 | 0.27561 | 7.1851e-08 | 0.00047797
2735 | 2 | 0.065 | 2.4032 | 2.8543 | 8 | 25920 | 60.0759 | 208.9742 | 1196899.0355 | 0.0040539 | 43.3518 | 4.1769 | 330179.5904 | 0.27586 | 6.2248e-08 | 0.0014388
1934 | 2.125 | 0.065 | 2.439 | 2.5703 | 7 | 22680 | 56.7662 | 174.9818 | 1052760.2522 | 0.0054424 | 61.8375 | 4.7373 | 291119.8892 | 0.27653 | 9.8167e-08 | 0.0012009
2343 | 1.375 | 0.065 | 2.1581 | 1.9542 | 7 | 22680 | 33.1327 | 86.1765 | 404057.9953 | 0.023335 | 171.5586 | 12.3197 | 111943.7762 | 0.27705 | 1.8047e-06 | 0.0046966
1374 | 0.625 | 0.02 | 2.8978 | 1.5932 | 7 | 22680 | 20.7969 | 32.0485 | 117910.0924 | 0.12863 | 429.8435 | 42.1978 | 32682.1554 | 0.27718 | 5.4833e-05 | 0.061854
2475 | 1.5 | 0.12 | 2.543 | 1.3573 | 4 | 12960 | 24.729 | 37.4136 | 190448.8093 | 0.13222 | 1060.4215 | 26.0892 | 52861.6115 | 0.27756 | 3.3107e-05 | 0.0059238
605 | 0.75 | 0.12 | 2.0403 | 1.3339 | 6 | 19440 | 15.4681 | 27.624 | 92063.4868 | 0.29267 | 1173.6574 | 53.9673 | 25554.6544 | 0.27758 | 0.00024333 | 0.094833
834 | 0.875 | 0.065 | 2.9841 | 1.8496 | 7 | 22680 | 29.3312 | 51.9745 | 228760.2845 | 0.046293 | 216.5861 | 21.6945 | 63569.8585 | 0.27789 | 7.1027e-06 | 0.032589
61 | 2.25 | 0.065 | 2.6772 | 2.8171 | 7 | 22680 | 65.7362 | 203.033 | 1286812.1152 | 0.0038478 | 46.2917 | 3.8438 | 358791.8949 | 0.27882 | 4.9071e-08 | 0.0010872
2854 | 3 | 0.065 | 1.9099 | 2.7546 | 7 | 22680 | 62.601 | 264.6504 | 1635533.8027 | 0.0031352 | 50.2919 | 3.0118 | 457909.0145 | 0.27998 | 3.2579e-08 | 0.00030855
1391 | 2 | 0.12 | 2.0781 | 2.3237 | 7 | 22680 | 45.815 | 148.9129 | 804040.9689 | 0.0084536 | 90.4021 | 6.1233 | 225224.0246 | 0.28012 | 2.3685e-07 | 0.0016089
2661 | 1 | 0.065 | 2.2972 | 1.5538 | 6 | 19440 | 22.482 | 42.8049 | 174023.6394 | 0.093348 | 499.1271 | 28.1958 | 48912.0766 | 0.28107 | 2.4755e-05 | 0.015876
2077 | 2.125 | 0.065 | 2.732 | 2.3549 | 6 | 19440 | 54.562 | 137.4516 | 868126.6882 | 0.0076493 | 86.9133 | 5.6518 | 244012.4198 | 0.28108 | 1.6622e-07 | 0.0013479
2805 | 0.4375 | 0.049 | 2.1983 | 1.4251 | 8 | 25920 | 13.2017 | 22.9846 | 61940.6562 | 0.34168 | 799.2931 | 79.1458 | 17424.9881 | 0.28132 | 0.00044221 | 0.31331
294 | 2.25 | 0.065 | 1.7709 | 1.6644 | 5 | 16200 | 31.8384 | 85.79 | 454536.1645 | 0.029791 | 358.3991 | 10.7685 | 128068.7999 | 0.28176 | 2.101e-06 | 0.0007527
2 | 2.25 | 0.065 | 1.8729 | 2.7277 | 8 | 25920 | 52.8523 | 224.6584 | 1188096.7718 | 0.0043831 | 52.7311 | 4.1163 | 335037.3301 | 0.28199 | 7.2768e-08 | 0.00076854
2237 | 1 | 0.083 | 2.9279 | 2.2555 | 8 | 25920 | 37.1732 | 82.677 | 375222.6896 | 0.019098 | 102.1173 | 13.0268 | 105867.1956 | 0.28214 | 1.3816e-06 | 0.022801
748 | 2 | 0.065 | 2.6962 | 2.7042 | 7 | 22680 | 59.0029 | 173.2708 | 1028984.3809 | 0.0051306 | 54.8659 | 4.7279 | 291696.0703 | 0.28348 | 8.7242e-08 | 0.0016156
2687 | 1.375 | 0.065 | 2.359 | 1.8021 | 6 | 19440 | 31.1356 | 68.1541 | 326262.2636 | 0.034379 | 252.7557 | 14.9002 | 92556.564 | 0.28369 | 3.3576e-06 | 0.0051618
647 | 1.25 | 0.12 | 2.8282 | 2.4972 | 8 | 25920 | 44.5778 | 114.3531 | 559242.1395 | 0.010745 | 71.8169 | 8.6921 | 158662.9036 | 0.28371 | 4.3733e-07 | 0.01264
838 | 0.875 | 0.12 | 2.9962 | 2.1487 | 8 | 25920 | 33.439 | 68.9461 | 296472.6441 | 0.026419 | 123.6033 | 16.3738 | 84226.7777 | 0.2841 | 2.6437e-06 | 0.061266
1192 | 2.375 | 0.065 | 2.4017 | 2.8043 | 7 | 22680 | 62.3261 | 213.3349 | 1289229.8277 | 0.0038677 | 49.116 | 3.7569 | 367087.2392 | 0.28473 | 4.9579e-08 | 0.00082058
28 | 0.75 | 0.083 | 2.0727 | 1.3666 | 6 | 19440 | 15.6907 | 28.2967 | 93283.8531 | 0.26308 | 1054.9908 | 51.9214 | 26561.6004 | 0.28474 | 0.00019661 | 0.055887
2291 | 1.375 | 0.065 | 1.5274 | 1.3304 | 5 | 16200 | 17.4793 | 41.9976 | 157498.7435 | 0.1729 | 1271.1526 | 30.7491 | 44850.6146 | 0.28477 | 7.0769e-05 | 0.0035882
2323 | 0.625 | 0.049 | 1.302 | 1.2572 | 7 | 22680 | 10.1573 | 25.3273 | 61198.1817 | 0.57158 | 1910.1266 | 79.1159 | 17431.5919 | 0.28484 | 0.0010828 | 0.048746
731 | 3 | 0.065 | 1.1207 | 2.4518 | 8 | 25920 | 42.4683 | 269.2109 | 1280496.1045 | 0.0048397 | 77.6319 | 3.7774 | 365093.717 | 0.28512 | 8.8718e-08 | 0.00018496
2599 | 1.25 | 0.12 | 2.5414 | 1.3002 | 4 | 12960 | 20.8416 | 29.9033 | 135026.8223 | 0.22193 | 1483.3237 | 35.8095 | 38512.5993 | 0.28522 | 9.3281e-05 | 0.012207
827 | 1.75 | 0.065 | 2.3762 | 2.3779 | 7 | 22680 | 45.8373 | 133.3593 | 703867.8807 | 0.0092766 | 86.8022 | 6.8573 | 201115.9382 | 0.28573 | 2.8521e-07 | 0.0022424
1913 | 1.75 | 0.065 | 2.8159 | 2.5997 | 7 | 22680 | 54.0462 | 145.78 | 826383.8611 | 0.0068059 | 63.6836 | 5.8406 | 236126.865 | 0.28574 | 1.5352e-07 | 0.0026327
688 | 2 | 0.065 | 1.7983 | 2.5466 | 8 | 25920 | 45.3269 | 186.4679 | 909388.2974 | 0.006397 | 68.4084 | 5.305 | 259963.2511 | 0.28587 | 1.55e-07 | 0.0010932
931 | 2.25 | 0.065 | 1.4303 | 1.5501 | 5 | 16200 | 25.9981 | 79.9114 | 374486.166 | 0.043671 | 525.3845 | 12.8551 | 107281.9559 | 0.28648 | 4.5148e-06 | 0.00062014
2855 | 2.375 | 0.065 | 0.8358 | 1.9161 | 8 | 25920 | 25.6774 | 166.6241 | 625041.5423 | 0.015713 | 199.5422 | 7.6917 | 179298.6824 | 0.28686 | 9.3522e-07 | 0.00030459
1311 | 1.25 | 0.12 | 1.8448 | 1.3764 | 5 | 16200 | 19.0478 | 39.5095 | 155124.2881 | 0.1541 | 1029.9814 | 30.8857 | 44652.2708 | 0.28785 | 5.622e-05 | 0.0089756
1926 | 1.75 | 0.065 | 1.8134 | 2.4142 | 8 | 25920 | 40.1658 | 154.7092 | 707683.9424 | 0.0089897 | 84.1174 | 6.7472 | 204398.2943 | 0.28883 | 3.061e-07 | 0.0017262
194 | 2.25 | 0.065 | 2.3262 | 2.3109 | 6 | 19440 | 49.3352 | 142.8141 | 833224.7025 | 0.0082369 | 99.0947 | 5.71 | 241526.996 | 0.28987 | 1.9274e-07 | 0.00095819
1682 | 2.5 | 0.065 | 2.3733 | 2.9319 | 7 | 22680 | 64.773 | 234.7628 | 1409255.4986 | 0.0033046 | 44.1738 | 3.3752 | 408607.1028 | 0.28995 | 3.6193e-08 | 0.00068609
2579 | 2.25 | 0.065 | 2.21 | 2.6652 | 7 | 22680 | 54.5228 | 192.0984 | 1071638.3467 | 0.0050418 | 60.6556 | 4.4294 | 311355.3442 | 0.29054 | 8.4248e-08 | 0.00090541
299 | 0.625 | 0.035 | 2.5525 | 1.7664 | 8 | 25920 | 20.926 | 40.5589 | 135540.7649 | 0.086616 | 289.4559 | 34.979 | 39426.9914 | 0.29089 | 2.8417e-05 | 0.067198
1186 | 1.25 | 0.049 | 2.302 | 1.2819 | 4 | 12960 | 19.0175 | 29.4843 | 123914.9462 | 0.25756 | 1721.4316 | 38.1715 | 36129.4252 | 0.29157 | 0.00012563 | 0.0066191
105 | 2.375 | 0.065 | 2.4537 | 2.9266 | 7 | 22680 | 63.6437 | 222.6283 | 1315918.5201 | 0.0035488 | 45.066 | 3.5904 | 384111.2335 | 0.2919 | 4.174e-08 | 0.00083757
642 | 1.5 | 0.095 | 2.2609 | 2.1986 | 7 | 22680 | 37.6552 | 105.7251 | 498645.8867 | 0.015054 | 120.7354 | 9.4623 | 145747.8656 | 0.29229 | 7.5105e-07 | 0.0043345
2349 | 2.375 | 0.065 | 1.715 | 1.7356 | 5 | 16200 | 32.5135 | 94.4102 | 489554.8555 | 0.024984 | 317.2651 | 9.63 | 143210.3069 | 0.29253 | 1.4776e-06 | 0.00061073
1572 | 1 | 0.049 | 2.7501 | 1.9953 | 7 | 22680 | 30.814 | 64.0387 | 274085.8912 | 0.032979 | 176.3383 | 17.1713 | 80315.2495 | 0.29303 | 3.6047e-06 | 0.015899
1874 | 2 | 0.12 | 2.1456 | 2.1193 | 6 | 19440 | 40.7149 | 116.4539 | 614614.4607 | 0.013078 | 139.8555 | 7.6441 | 180415.2758 | 0.29354 | 4.8588e-07 | 0.0016739
1432 | 2.125 | 0.065 | 1.4425 | 2.4188 | 8 | 25920 | 38.849 | 188.1774 | 832056.8471 | 0.0076213 | 86.5951 | 5.6412 | 244473.7045 | 0.29382 | 2.2001e-07 | 0.00072671
860 | 0.875 | 0.049 | 2.2275 | 1.7232 | 7 | 22680 | 22.2685 | 48.4351 | 176055.7771 | 0.070664 | 330.6084 | 26.6187 | 51809.9894 | 0.29428 | 1.655e-05 | 0.021197
7 | 2 | 0.12 | 1.1145 | 1.5943 | 6 | 19440 | 21.8589 | 87.6496 | 338936.2122 | 0.044666 | 477.6508 | 13.8216 | 99779.8381 | 0.29439 | 5.6675e-06 | 0.00092311
914 | 1.75 | 0.065 | 1.725 | 2.1003 | 7 | 22680 | 33.6794 | 117.8109 | 522415.4698 | 0.015652 | 146.4597 | 8.9476 | 154132.533 | 0.29504 | 8.1197e-07 | 0.0016643
2846 | 1.375 | 0.065 | 2.4383 | 2.2099 | 7 | 22680 | 37.2419 | 97.426 | 452244.6364 | 0.016443 | 120.892 | 10.3344 | 133449.5887 | 0.29508 | 8.9613e-07 | 0.0052567
2022 | 2.25 | 0.065 | 2.5857 | 2.9717 | 7 | 22680 | 63.5409 | 214.1681 | 1244686.5142 | 0.0036661 | 44.105 | 3.7469 | 368066.8649 | 0.29571 | 4.4544e-08 | 0.0010516
2817 | 2.25 | 0.065 | 2.1844 | 1.5613 | 4 | 12960 | 31.437 | 64.426 | 359227.6755 | 0.044617 | 536.7713 | 12.9808 | 106242.8217 | 0.29575 | 3.7701e-06 | 0.00092948
1614 | 2.375 | 0.065 | 1.9562 | 1.8598 | 5 | 16200 | 36.8785 | 101.1535 | 552707.8352 | 0.018932 | 240.42 | 8.4265 | 163664.8173 | 0.29611 | 8.4853e-07 | 0.00068952
233 | 2.125 | 0.065 | 2.973 | 1.738 | 4 | 12960 | 39.9886 | 67.7223 | 427829.5821 | 0.028495 | 323.7677 | 10.8657 | 126923.6625 | 0.29667 | 1.5378e-06 | 0.0014946
2014 | 2.25 | 0.065 | 1.5478 | 2.6162 | 8 | 25920 | 43.9364 | 215.4857 | 992568.173 | 0.0056083 | 67.4716 | 4.6822 | 294541.1604 | 0.29675 | 1.1914e-07 | 0.00064206
2573 | 0.5 | 0.065 | 2.1654 | 1.5426 | 8 | 25920 | 14.6761 | 28.3912 | 77974.6652 | 0.21265 | 568.5058 | 59.5415 | 23162.2486 | 0.29705 | 0.00017128 | 0.24463
1520 | 1.75 | 0.065 | 1.297 | 1.403 | 5 | 16200 | 18.7718 | 56.3059 | 214231.6714 | 0.10422 | 975.1771 | 21.6678 | 63648.1159 | 0.2971 | 2.5712e-05 | 0.0013377
2877 | 2 | 0.12 | 1.1393 | 1.621 | 6 | 19440 | 22.3114 | 89.1128 | 345552.9979 | 0.041929 | 448.3831 | 13.4258 | 102721.2687 | 0.29727 | 4.9943e-06 | 0.00094113
1690 | 2.25 | 0.065 | 1.4269 | 1.3435 | 4 | 12960 | 21.0468 | 55.4614 | 245297.7246 | 0.10678 | 1284.679 | 18.9022 | 72960.5913 | 0.29744 | 2.1596e-05 | 0.0006347
1434 | 0.875 | 0.035 | 2.8835 | 1.457 | 5 | 16200 | 20.7016 | 29.323 | 117401.9788 | 0.1677 | 784.6001 | 39.4765 | 34935.0836 | 0.29757 | 6.6578e-05 | 0.024047
1853 | 2.375 | 0.065 | 1.8031 | 2.1515 | 6 | 19440 | 40.6341 | 140.3537 | 728451.1804 | 0.010726 | 136.2055 | 6.3586 | 216890.3409 | 0.29774 | 3.2681e-07 | 0.00063108
527 | 1.25 | 0.083 | 2.9432 | 1.6887 | 5 | 16200 | 29.5095 | 48.4359 | 234786.4633 | 0.055637 | 371.8622 | 19.6845 | 70061.0988 | 0.2984 | 7.3282e-06 | 0.010238
610 | 2 | 0.12 | 1.3454 | 2.3077 | 8 | 25920 | 34.2822 | 168.9961 | 694089.6077 | 0.009912 | 105.9973 | 6.643 | 207604.648 | 0.2991 | 3.7214e-07 | 0.0010633
550 | 2 | 0.065 | 2.7918 | 2.4812 | 6 | 19440 | 52.5328 | 136.3103 | 787392.9983 | 0.0077141 | 82.4933 | 5.8454 | 235933.1574 | 0.29964 | 1.6905e-07 | 0.0016827
1717 | 0.75 | 0.12 | 2.3338 | 1.4699 | 6 | 19440 | 17.481 | 30.4214 | 103099.2094 | 0.18572 | 744.7625 | 44.5916 | 30927.6567 | 0.29998 | 9.7982e-05 | 0.1062
824 | 2.375 | 0.065 | 2.2146 | 2.8582 | 7 | 22680 | 57.5851 | 217.4335 | 1193201.0588 | 0.0040577 | 51.5289 | 3.8528 | 357948.7451 | 0.29999 | 5.457e-08 | 0.00075946
461 | 3 | 0.065 | 1.1714 | 2.6662 | 8 | 25920 | 44.3224 | 292.7381 | 1334710.3911 | 0.0040456 | 64.8944 | 3.4417 | 400706.4768 | 0.30022 | 6.1993e-08 | 0.00019279
1271 | 2.5 | 0.065 | 2.7225 | 2.2683 | 5 | 16200 | 53.3396 | 129.8151 | 832488.4225 | 0.0085209 | 113.9023 | 5.5179 | 249932.5552 | 0.30022 | 1.7188e-07 | 0.00079437
184 | 0.625 | 0.028 | 1.3581 | 1.4403 | 8 | 25920 | 11.8244 | 33.105 | 80096.6079 | 0.25512 | 852.5756 | 57.2648 | 24083.125 | 0.30068 | 0.00024653 | 0.035944
956 | 1.375 | 0.049 | 1.3953 | 1.9795 | 8 | 25920 | 24.867 | 99.7344 | 351006.3179 | 0.026168 | 192.3862 | 13.0446 | 105722.9492 | 0.3012 | 2.5937e-06 | 0.0028222
2733 | 2.5 | 0.065 | 1.5921 | 2.1068 | 6 | 19440 | 37.8714 | 144.6629 | 716302.2553 | 0.011349 | 151.7002 | 6.377 | 216265.1529 | 0.30192 | 3.6587e-07 | 0.00047466
1651 | 0.6875 | 0.065 | 2.6304 | 1.3131 | 5 | 16200 | 15.2558 | 20.8168 | 69436.9337 | 0.41385 | 1521.3051 | 65.7689 | 20969.1212 | 0.30199 | 0.00040545 | 0.078689
1883 | 1 | 0.049 | 2.8137 | 2.388 | 8 | 25920 | 35.7808 | 87.5235 | 361651.2157 | 0.017923 | 95.8349 | 12.6226 | 109257.9782 | 0.30211 | 1.2168e-06 | 0.016062
792 | 1.75 | 0.065 | 1.2639 | 1.6258 | 6 | 19440 | 21.7005 | 78.229 | 294543.5493 | 0.048809 | 456.7133 | 15.4945 | 89006.6109 | 0.30218 | 6.7678e-06 | 0.0012772
2602 | 2.5 | 0.065 | 2.4694 | 1.3794 | 3 | 9720 | 29.7016 | 47.4788 | 283499.1204 | 0.083652 | 1118.2078 | 16.0748 | 85793.4847 | 0.30262 | 9.9396e-06 | 0.00075144
1309 | 1.375 | 0.035 | 2.0374 | 2.3943 | 8 | 25920 | 35.6316 | 120.595 | 495270.64 | 0.013029 | 95.7859 | 9.1832 | 150177.6238 | 0.30322 | 6.4294e-07 | 0.0036512
2717 | 2.25 | 0.065 | 1.8288 | 1.801 | 5 | 16200 | 32.8303 | 92.8153 | 468131.7768 | 0.023993 | 288.6528 | 9.7154 | 141951.9255 | 0.30323 | 1.3628e-06 | 0.00077521
2204 | 1.75 | 0.065 | 2.0299 | 2.005 | 6 | 19440 | 33.9592 | 96.4334 | 451363.5231 | 0.019833 | 185.5823 | 10.068 | 136979.7686 | 0.30348 | 1.1175e-06 | 0.0019572
2682 | 1.5 | 0.095 | 1.8126 | 2.3628 | 8 | 25920 | 34.6253 | 129.8136 | 525583.755 | 0.012561 | 100.7429 | 8.6296 | 159813.0914 | 0.30407 | 5.9761e-07 | 0.0034979
2886 | 0.375 | 0.035 | 1.7797 | 1.346 | 8 | 25920 | 9.6127 | 18.642 | 39973.9043 | 0.65046 | 1304.2271 | 113.4327 | 12158.0051 | 0.30415 | 0.0016026 | 0.36215
1573 | 3 | 0.065 | 2.4907 | 2.97 | 6 | 19440 | 69.8009 | 244.5952 | 1559783.0927 | 0.002928 | 46.9682 | 2.9053 | 474686.295 | 0.30433 | 2.4356e-08 | 0.00040053
269 | 1.75 | 0.065 | 2.2083 | 2.0991 | 6 | 19440 | 36.8129 | 100.9474 | 487870.2703 | 0.016779 | 157.0059 | 9.2647 | 148857.6576 | 0.30512 | 7.9982e-07 | 0.0021155
81 | 0.3125 | 0.028 | 2.2669 | 1.2608 | 7 | 22680 | 9.0332 | 12.7897 | 27603.3251 | 1.2497 | 2088.1595 | 163.3958 | 8440.3368 | 0.30577 | 0.0051762 | 0.78358
1408 | 1.5 | 0.12 | 1.9924 | 2.4983 | 8 | 25920 | 37.9132 | 137.2493 | 573652.8314 | 0.010467 | 83.9523 | 7.8552 | 175566.6114 | 0.30605 | 4.1501e-07 | 0.0044608
2109 | 1.25 | 0.065 | 1.7742 | 1.6454 | 6 | 19440 | 21.7548 | 56.6003 | 210884.0011 | 0.066105 | 441.8249 | 21.3455 | 64609.1318 | 0.30637 | 1.2414e-05 | 0.0056037
2669 | 0.21875 | 0.035 | 2.7412 | 1.3093 | 8 | 25920 | 8.7869 | 10.6556 | 21557.4525 | 1.3494 | 1578.2901 | 208.1053 | 6627.008 | 0.30741 | 0.0068968 | 5.9178
1632 | 1.5 | 0.049 | 2.3555 | 2.028 | 6 | 19440 | 33.7837 | 83.6263 | 384959.0753 | 0.022736 | 182.3501 | 11.6462 | 118418.0291 | 0.30761 | 1.4685e-06 | 0.0034717
1322 | 1.375 | 0.065 | 2.5715 | 1.7093 | 5 | 16200 | 28.4188 | 53.9063 | 249129.2351 | 0.050918 | 374.3491 | 17.9691 | 76749.2453 | 0.30807 | 6.1376e-06 | 0.0056757
495 | 0.375 | 0.065 | 2.1534 | 1.3041 | 7 | 22680 | 10.0907 | 15.8309 | 36505.8482 | 0.8105 | 1625.1331 | 122.5597 | 11252.595 | 0.30824 | 0.0021772 | 1.0375
2056 | 0.1875 | 0.028 | 2.8261 | 1.2734 | 8 | 25920 | 7.9365 | 8.9128 | 16923.6378 | 1.9447 | 1949.6471 | 263.4731 | 5234.3682 | 0.30929 | 0.014325 | 8.8742
667 | 0.75 | 0.049 | 1.8559 | 1.5757 | 7 | 22680 | 16.3252 | 38.0013 | 112889.3904 | 0.13844 | 555.1647 | 39.4515 | 34957.2227 | 0.30966 | 6.3519e-05 | 0.031983
781 | 2.125 | 0.065 | 1.4721 | 2.5993 | 8 | 25920 | 39.6153 | 202.2082 | 847927.6272 | 0.0066345 | 75.3828 | 5.2512 | 262627.3099 | 0.30973 | 1.6672e-07 | 0.00074057
383 | 0.375 | 0.065 | 1.7368 | 1.3475 | 8 | 25920 | 9.4165 | 18.663 | 39256.9576 | 0.65943 | 1322.2173 | 113.0551 | 12198.6077 | 0.31074 | 0.0016471 | 0.8542
1647 | 1.25 | 0.035 | 1.9866 | 1.7476 | 6 | 19440 | 24.1825 | 60.1043 | 233067.9481 | 0.051637 | 345.1249 | 19.042 | 72425.0992 | 0.31075 | 7.5747e-06 | 0.0050264
2166 | 3 | 0.065 | 2.2956 | 2.9103 | 6 | 19440 | 64.4494 | 239.6863 | 1442423.4856 | 0.0032652 | 52.3756 | 3.0767 | 448245.485 | 0.31076 | 3.0287e-08 | 0.00037039
1988 | 2.375 | 0.065 | 2.5116 | 1.7691 | 4 | 12960 | 37.8385 | 77.0181 | 453276.9547 | 0.025809 | 327.7427 | 9.7799 | 141014.6925 | 0.3111 | 1.2615e-06 | 0.00088355
2103 | 2.5 | 0.065 | 1.4146 | 2.7953 | 8 | 25920 | 44.5943 | 255.7783 | 1118884.8707 | 0.0044791 | 59.873 | 3.9597 | 348285.5314 | 0.31128 | 7.599e-08 | 0.00041705
109 | 0.3125 | 0.035 | 2.1778 | 1.2605 | 7 | 22680 | 8.7363 | 12.7868 | 26812.0669 | 1.288 | 2152.2068 | 164.7819 | 8369.3381 | 0.31215 | 0.0054986 | 0.9527
2688 | 1.375 | 0.035 | 1.7476 | 2.2919 | 8 | 25920 | 30.7734 | 115.4436 | 430162.2691 | 0.01619 | 119.0279 | 10.2597 | 134420.5793 | 0.31249 | 9.9281e-07 | 0.0031712
2449 | 1.375 | 0.049 | 2.3059 | 2.2982 | 7 | 22680 | 35.2997 | 101.3117 | 429469.9196 | 0.016138 | 118.6437 | 10.2399 | 134680.3715 | 0.3136 | 8.6311e-07 | 0.0045101
2589 | 2.5 | 0.065 | 2.1884 | 2.5902 | 6 | 19440 | 51.5023 | 177.8136 | 965407.7692 | 0.0058606 | 78.3411 | 4.5538 | 302846.1701 | 0.3137 | 9.7574e-08 | 0.00063972
1993 | 1.75 | 0.065 | 2.0357 | 2.0781 | 6 | 19440 | 34.0506 | 99.9406 | 452532.69 | 0.018441 | 172.5592 | 9.7112 | 142012.1594 | 0.31382 | 9.6613e-07 | 0.0019623
1135 | 2 | 0.12 | 1.9367 | 1.8083 | 5 | 16200 | 30.9916 | 82.8556 | 393714.7436 | 0.028271 | 302.3277 | 11.1586 | 123592.0714 | 0.31391 | 1.8921e-06 | 0.0015441
2333 | 2.25 | 0.065 | 2.1926 | 2.0291 | 5 | 16200 | 39.0685 | 104.5472 | 553634.3403 | 0.015791 | 189.9772 | 7.9242 | 174038.6915 | 0.31436 | 5.9032e-07 | 0.0009168
1662 | 2.5 | 0.065 | 1.5932 | 2.6101 | 7 | 22680 | 43.966 | 209.0119 | 965627.5885 | 0.0057869 | 77.355 | 4.5241 | 304837.6992 | 0.31569 | 1.1099e-07 | 0.00047011
2740 | 1.5 | 0.065 | 2.9694 | 2.779 | 7 | 22680 | 48.9921 | 133.5887 | 643673.9749 | 0.007857 | 63.0162 | 6.7758 | 203535.6894 | 0.31621 | 2.046e-07 | 0.0046775
492 | 1.25 | 0.083 | 2.196 | 1.8528 | 6 | 19440 | 26.5759 | 63.7141 | 254937.5541 | 0.04138 | 276.5727 | 17.1033 | 80634.59 | 0.31629 | 4.8644e-06 | 0.0077201
2613 | 3 | 0.065 | 1.7674 | 2.1193 | 5 | 16200 | 41.8795 | 145.5186 | 789550.1493 | 0.010181 | 163.3108 | 5.5145 | 250088.8459 | 0.31675 | 2.4538e-07 | 0.00029195
1762 | 1.375 | 0.049 | 1.0353 | 1.6219 | 7 | 22680 | 16.6618 | 71.5543 | 210911.3048 | 0.068588 | 504.2638 | 20.6381 | 66823.6975 | 0.31683 | 1.5592e-05 | 0.0022149
437 | 1.25 | 0.083 | 2.9999 | 2.9601 | 8 | 25920 | 47.1949 | 135.5166 | 591127.2051 | 0.0077649 | 51.8979 | 7.3424 | 187830.1757 | 0.31775 | 2.2838e-07 | 0.010069
754 | 2.125 | 0.065 | 1.5373 | 2.0236 | 6 | 19440 | 31.3477 | 118.1434 | 507517.5 | 0.017318 | 196.7744 | 8.5366 | 161552.3151 | 0.31832 | 8.5203e-07 | 0.00078802
2156 | 1.375 | 0.049 | 1.9666 | 2.4875 | 8 | 25920 | 34.4445 | 125.2809 | 479361.4307 | 0.012618 | 92.766 | 9.0312 | 152706.1245 | 0.31856 | 6.0304e-07 | 0.0038542
997 | 1 | 0.049 | 2.3143 | 2.3105 | 8 | 25920 | 29.6924 | 84.689 | 302308.8335 | 0.02271 | 121.4266 | 14.2408 | 96842.4484 | 0.32034 | 1.9534e-06 | 0.013426
578 | 2.5 | 0.065 | 1.1902 | 1.375 | 4 | 12960 | 19.6141 | 63.0472 | 255098.5629 | 0.094038 | 1257.0401 | 16.8664 | 81767.0636 | 0.32053 | 1.6748e-05 | 0.00038034
217 | 2.125 | 0.065 | 0.88223 | 1.8383 | 7 | 22680 | 21.4757 | 125.1988 | 413195.3892 | 0.025975 | 295.1322 | 10.3961 | 132656.7964 | 0.32105 | 2.2361e-06 | 0.00047135
189 | 2 | 0.12 | 1.5634 | 2.7163 | 8 | 25920 | 39.5991 | 198.8824 | 797734.0028 | 0.0065713 | 70.2721 | 5.3763 | 256515.5416 | 0.32156 | 1.6356e-07 | 0.0012221
2901 | 2.375 | 0.065 | 1.1381 | 2.5158 | 8 | 25920 | 34.4313 | 218.7221 | 827681.6403 | 0.0071712 | 91.0674 | 5.1802 | 266226.0463 | 0.32165 | 1.9479e-07 | 0.00040334
1728 | 3 | 0.065 | 2.2811 | 2.46 | 5 | 16200 | 53.6219 | 168.8897 | 1004145.3115 | 0.0061367 | 98.4379 | 4.2687 | 323074.839 | 0.32174 | 8.9153e-08 | 0.0003713
38 | 0.625 | 0.035 | 2.8749 | 2.0558 | 8 | 25920 | 23.383 | 47.1747 | 150508.1527 | 0.05662 | 189.2155 | 28.4421 | 48488.5832 | 0.32217 | 1.2143e-05 | 0.074618
2016 | 2 | 0.065 | 2.5069 | 2.5538 | 6 | 19440 | 47.3226 | 140.2922 | 711218.9827 | 0.0081414 | 87.0626 | 6.0101 | 229466.4509 | 0.32264 | 1.8829e-07 | 0.0015199
882 | 1 | 0.065 | 2.5224 | 2.1174 | 7 | 22680 | 28.385 | 67.9462 | 253370.2511 | 0.031778 | 169.9136 | 16.8479 | 81856.7504 | 0.32307 | 3.3469e-06 | 0.016982
679 | 0.3125 | 0.035 | 2.5771 | 1.3499 | 7 | 22680 | 10.0675 | 13.6807 | 30359.8478 | 0.84695 | 1415.1754 | 140.3611 | 9825.479 | 0.32363 | 0.0023774 | 1.0788
258 | 1.375 | 0.065 | 2.1791 | 1.9746 | 6 | 19440 | 28.8736 | 74.6599 | 303525.6642 | 0.030414 | 223.6065 | 14.0382 | 98240.3991 | 0.32366 | 2.6278e-06 | 0.0048021
80 | 2.5 | 0.065 | 2.7867 | 1.9779 | 4 | 12960 | 43.9452 | 90.6108 | 551533.9039 | 0.016681 | 222.9792 | 7.7169 | 178714.1829 | 0.32403 | 5.2698e-07 | 0.00082231
86 | 2.125 | 0.065 | 1.243 | 2.1762 | 7 | 22680 | 29.6532 | 148.1831 | 561394.9868 | 0.013625 | 154.8089 | 7.5778 | 181994.7996 | 0.32418 | 6.1525e-07 | 0.00064041
1712 | 2.5 | 0.065 | 0.69108 | 1.7929 | 7 | 22680 | 19.907 | 143.6298 | 452666.8143 | 0.025067 | 335.0788 | 9.3896 | 146876.2546 | 0.32447 | 2.0825e-06 | 0.00022038
2780 | 2.125 | 0.065 | 1.5661 | 2.4498 | 7 | 22680 | 36.9781 | 166.784 | 694142.7003 | 0.0089404 | 101.5826 | 6.1228 | 225242.7655 | 0.32449 | 2.6491e-07 | 0.00079184
573 | 1 | 0.083 | 2.0862 | 1.6841 | 6 | 19440 | 20.5524 | 46.3787 | 159917.7432 | 0.082238 | 439.7204 | 26.575 | 51895.1403 | 0.32451 | 1.9213e-05 | 0.017276
1961 | 1.25 | 0.049 | 2.8998 | 1.8165 | 5 | 16200 | 29.0968 | 52.0875 | 231643.9397 | 0.047567 | 317.9201 | 18.3049 | 75341.2872 | 0.32525 | 5.3563e-06 | 0.0079192
2067 | 0.5 | 0.028 | 2.6466 | 1.8123 | 8 | 25920 | 17.6099 | 33.3225 | 92272.0103 | 0.12004 | 320.9302 | 45.9307 | 30026.0171 | 0.32541 | 5.4583e-05 | 0.13961
253 | 1.5 | 0.12 | 2.5892 | 1.8744 | 5 | 16200 | 31.0708 | 64.4535 | 296010.2057 | 0.03476 | 278.7871 | 14.2982 | 96454.0163 | 0.32585 | 2.8603e-06 | 0.0058927
2744 | 0.75 | 0.065 | 2.3337 | 1.5789 | 6 | 19440 | 17.4806 | 32.6649 | 103097.2509 | 0.15074 | 604.4939 | 40.9277 | 33696.4172 | 0.32684 | 6.455e-05 | 0.048622
278 | 3 | 0.065 | 1.1622 | 2.5396 | 7 | 22680 | 38.6702 | 244.0107 | 1023259.44 | 0.005711 | 91.6083 | 4.1141 | 335216.5666 | 0.3276 | 1.081e-07 | 0.00019305
1261 | 1.375 | 0.065 | 1.4502 | 2.2017 | 8 | 25920 | 25.7871 | 110.9083 | 363337.3706 | 0.020606 | 151.4946 | 11.5786 | 119109.2014 | 0.32782 | 1.6083e-06 | 0.0032335
1940 | 1.375 | 0.035 | 2.9213 | 1.2559 | 3 | 9720 | 19.8405 | 23.8659 | 106365.6516 | 0.33052 | 2430.0043 | 39.549 | 34871.0256 | 0.32784 | 0.00015517 | 0.0055761
462 | 1 | 0.049 | 2.7285 | 1.9165 | 6 | 19440 | 26.4256 | 52.7539 | 202851.0745 | 0.048393 | 258.7528 | 20.72 | 66559.5015 | 0.32812 | 6.6528e-06 | 0.016016
50 | 0.875 | 0.065 | 2.189 | 2.1632 | 8 | 25920 | 24.8283 | 69.4095 | 223037.0024 | 0.03468 | 162.2549 | 18.8115 | 73312.3452 | 0.3287 | 4.5557e-06 | 0.024327
1907 | 2.375 | 0.065 | 1.5215 | 2.6 | 7 | 22680 | 40.0254 | 197.8055 | 837531.0546 | 0.0067139 | 85.2595 | 5.0075 | 275411.0989 | 0.32884 | 1.494e-07 | 0.00053308
238 | 0.75 | 0.12 | 2.2994 | 1.5711 | 6 | 19440 | 17.2454 | 32.5044 | 101807.3122 | 0.15473 | 620.5122 | 41.1704 | 33497.6996 | 0.32903 | 6.8016e-05 | 0.10487
2660 | 0.3125 | 0.028 | 2.4199 | 1.4783 | 8 | 25920 | 10.6959 | 17.0766 | 36610.783 | 0.51383 | 858.5636 | 114.4705 | 12047.7792 | 0.32908 | 0.001 | 0.7957
1597 | 1.5 | 0.095 | 1.4772 | 2.3347 | 8 | 25920 | 28.4902 | 128.2721 | 435886.589 | 0.015464 | 124.031 | 9.5922 | 143774.2344 | 0.32984 | 9.0584e-07 | 0.0029009
2907 | 2.5 | 0.065 | 2.2004 | 2.7638 | 6 | 19440 | 51.7774 | 189.7211 | 970436.3644 | 0.0052563 | 70.2632 | 4.3041 | 320422.385 | 0.33018 | 7.8489e-08 | 0.00064306
1691 | 0.3125 | 0.028 | 2.9253 | 1.426 | 7 | 22680 | 11.2283 | 14.4418 | 33453.3426 | 0.63131 | 1054.8704 | 124.8482 | 11046.3326 | 0.3302 | 0.0013209 | 0.94965
777 | 1.5 | 0.095 | 1.6558 | 2.482 | 8 | 25920 | 31.7566 | 136.3533 | 483642.6713 | 0.012552 | 100.6739 | 8.6265 | 159869.1019 | 0.33055 | 5.9679e-07 | 0.0032187
182 | 1.75 | 0.065 | 2.4889 | 2.9017 | 7 | 22680 | 47.9421 | 162.6943 | 735282.7822 | 0.0064344 | 60.2074 | 5.672 | 243145.8223 | 0.33068 | 1.3722e-07 | 0.0023425
557 | 1.5 | 0.12 | 2.7229 | 1.5831 | 4 | 12960 | 26.3746 | 43.6086 | 202478.6609 | 0.076199 | 611.1478 | 20.5735 | 67033.4423 | 0.33106 | 1.0996e-05 | 0.006298
671 | 0.4375 | 0.049 | 2.8529 | 1.7927 | 8 | 25920 | 16.6935 | 28.8666 | 76830.3132 | 0.14773 | 345.5788 | 54.1996 | 25445.1036 | 0.33119 | 8.2663e-05 | 0.38863
832 | 3 | 0.065 | 2.0086 | 2.9241 | 6 | 19440 | 56.5771 | 240.8192 | 1269782.4938 | 0.0036825 | 59.071 | 3.2769 | 420863.4957 | 0.33145 | 3.8525e-08 | 0.00032606
1677 | 0.875 | 0.035 | 2.0719 | 1.867 | 7 | 22680 | 20.8165 | 52.4638 | 165220.1332 | 0.062805 | 293.8373 | 25.1839 | 54761.7148 | 0.33145 | 1.3073e-05 | 0.017266
1280 | 2.375 | 0.065 | 2.4111 | 2.3193 | 5 | 16200 | 45.1105 | 126.0985 | 671806.5853 | 0.010151 | 128.9115 | 6.1844 | 222999.6242 | 0.33194 | 2.4395e-07 | 0.00083809
2766 | 2.25 | 0.065 | 1.8516 | 2.8503 | 7 | 22680 | 45.9201 | 205.4252 | 906563.2245 | 0.0053637 | 64.5286 | 4.5748 | 301461.2442 | 0.33253 | 9.535e-08 | 0.00076594
2315 | 0.875 | 0.065 | 1.7943 | 1.7579 | 7 | 22680 | 18.2251 | 49.4061 | 145882.3669 | 0.081378 | 380.7339 | 28.4206 | 48525.2108 | 0.33263 | 2.1949e-05 | 0.020782
774 | 0.875 | 0.049 | 2.0924 | 1.883 | 7 | 22680 | 21.0072 | 52.9099 | 166643.5507 | 0.061145 | 286.0716 | 24.8445 | 55509.7961 | 0.3331 | 1.2391e-05 | 0.020064
1477 | 2.125 | 0.065 | 1.1429 | 1.5692 | 5 | 16200 | 19.9824 | 76.4069 | 275809.1113 | 0.057311 | 651.1819 | 14.9876 | 92016.9087 | 0.33363 | 7.7757e-06 | 0.00061667
1543 | 2.25 | 0.065 | 2.5438 | 2.8626 | 6 | 19440 | 53.8129 | 176.8662 | 906871.4714 | 0.0053264 | 64.0792 | 4.5581 | 302561.2401 | 0.33363 | 8.0594e-08 | 0.0010429
1829 | 1.25 | 0.035 | 2.0581 | 1.9005 | 6 | 19440 | 24.9996 | 65.348 | 240533.965 | 0.041538 | 277.6227 | 17.164 | 80349.2714 | 0.33405 | 4.9014e-06 | 0.0051874
2375 | 2.25 | 0.065 | 1.9875 | 2.0646 | 5 | 16200 | 35.5512 | 106.3711 | 505425.4598 | 0.016721 | 201.1659 | 8.1511 | 169194.7644 | 0.33476 | 6.6191e-07 | 0.00083697
2382 | 1.5 | 0.065 | 1.7412 | 2.2436 | 7 | 22680 | 29.3393 | 107.884 | 392263.4862 | 0.018444 | 147.9286 | 10.4891 | 131480.283 | 0.33518 | 1.1275e-06 | 0.0028505
190 | 1 | 0.049 | 2.301 | 1.3003 | 4 | 12960 | 15.5031 | 23.9603 | 82004.5836 | 0.36532 | 1953.326 | 50.0258 | 27568.0886 | 0.33618 | 0.00025275 | 0.014568
157 | 2.125 | 0.065 | 1.0074 | 1.7656 | 6 | 19440 | 21.0517 | 103.1022 | 347581.7318 | 0.033809 | 384.1511 | 11.7788 | 117084.355 | 0.33685 | 3.2473e-06 | 0.00053969
2123 | 0.75 | 0.12 | 2.4374 | 1.4098 | 5 | 16200 | 15.4057 | 24.3517 | 76434.3881 | 0.28721 | 1151.7542 | 53.5554 | 25751.1911 | 0.33691 | 0.00019528 | 0.11338
751 | 2 | 0.065 | 2.0543 | 2.4153 | 6 | 19440 | 39.0459 | 132.6936 | 590213.14 | 0.010771 | 115.1789 | 6.9354 | 198852.1299 | 0.33692 | 3.2955e-07 | 0.0012613
883 | 2.25 | 0.065 | 0.7748 | 2.1284 | 8 | 25920 | 22.7303 | 175.3386 | 527515.0305 | 0.015115 | 181.8398 | 7.7544 | 177850.1371 | 0.33715 | 8.6534e-07 | 0.00034123
34 | 1.25 | 0.12 | 2.8724 | 2.665 | 7 | 22680 | 39.7793 | 106.7928 | 438182.3641 | 0.012332 | 82.4228 | 9.3334 | 147761.7618 | 0.33722 | 5.0403e-07 | 0.012935
627 | 2 | 0.12 | 2.1806 | 2.9777 | 7 | 22680 | 48.0009 | 190.7751 | 841324.6096 | 0.0054073 | 57.8248 | 4.8571 | 283940.89 | 0.33749 | 9.6906e-08 | 0.0016835
1099 | 2.25 | 0.065 | 2.2457 | 1.3821 | 3 | 9720 | 24.5778 | 42.833 | 213011.4204 | 0.11054 | 1329.8529 | 19.1684 | 71947.3502 | 0.33776 | 1.7356e-05 | 0.00097983
2879 | 1.25 | 0.12 | 2.0643 | 2.249 | 7 | 22680 | 29.003 | 90.1495 | 323301.4685 | 0.022281 | 148.9217 | 12.6061 | 109400.1956 | 0.33838 | 1.6454e-06 | 0.0095441
1048 | 0.625 | 0.035 | 2.0143 | 1.6337 | 7 | 22680 | 14.9062 | 32.8586 | 86511.211 | 0.16411 | 548.4161 | 47.1093 | 29274.8274 | 0.33839 | 8.9257e-05 | 0.05602
2820 | 0.5 | 0.035 | 1.3751 | 1.3328 | 7 | 22680 | 8.8108 | 21.5082 | 43216.7217 | 0.62546 | 1672.1549 | 94.0697 | 14660.5728 | 0.33923 | 0.0012966 | 0.09708
1385 | 1.25 | 0.12 | 1.6298 | 1.7348 | 6 | 19440 | 20.1047 | 59.6656 | 195806.5593 | 0.062534 | 417.9539 | 20.7507 | 66461.0383 | 0.33942 | 1.1109e-05 | 0.0078677
1415 | 2.375 | 0.065 | 2.9313 | 2.6477 | 5 | 16200 | 54.526 | 143.9293 | 808028.2766 | 0.0067577 | 85.8156 | 5.0243 | 274489.8782 | 0.3397 | 1.0811e-07 | 0.001008
1001 | 0.875 | 0.049 | 2.7403 | 2.5166 | 8 | 25920 | 30.7091 | 80.7219 | 273191.0187 | 0.021715 | 101.594 | 14.8603 | 92805.3645 | 0.33971 | 1.786e-06 | 0.025183
2474 | 1.5 | 0.12 | 1.1571 | 1.6286 | 6 | 19440 | 17.3472 | 67.1934 | 204731.0364 | 0.069911 | 560.7121 | 19.7952 | 69669.2387 | 0.3403 | 1.3885e-05 | 0.0028303
75 | 2.125 | 0.065 | 0.65433 | 1.7109 | 7 | 22680 | 16.3094 | 116.5371 | 319568.3498 | 0.039602 | 449.964 | 12.6775 | 108784.7554 | 0.34041 | 5.1978e-06 | 0.00036455
1336 | 2.25 | 0.065 | 0.82502 | 1.6806 | 6 | 19440 | 18.45 | 103.9123 | 325235.3306 | 0.040643 | 488.959 | 12.4406 | 110856.1663 | 0.34085 | 4.6926e-06 | 0.00037401
1148 | 3 | 0.065 | 0.70458 | 2.373 | 8 | 25920 | 27.2468 | 260.5658 | 835417.3916 | 0.0078437 | 125.8191 | 4.837 | 285117.1336 | 0.34129 | 2.3304e-07 | 0.00012067
1763 | 2.5 | 0.065 | 2.4109 | 2.4615 | 5 | 16200 | 47.4039 | 140.8562 | 742092.0652 | 0.0082953 | 110.8866 | 5.4431 | 253369.4559 | 0.34143 | 1.629e-07 | 0.00070811
2282 | 2.25 | 0.065 | 2.2626 | 1.7998 | 4 | 12960 | 32.5093 | 74.2373 | 370985.2985 | 0.030323 | 364.8041 | 10.8587 | 127005.0306 | 0.34235 | 1.7414e-06 | 0.00095991
2397 | 0.875 | 0.049 | 1.5918 | 1.7196 | 7 | 22680 | 16.3349 | 48.3352 | 131776.7769 | 0.094877 | 443.8884 | 30.5523 | 45139.4663 | 0.34254 | 2.9834e-05 | 0.015866
1826 | 2.5 | 0.065 | 2.2426 | 2.9334 | 6 | 19440 | 52.7412 | 201.3526 | 988050.5846 | 0.0047097 | 62.9567 | 4.0649 | 339271.5697 | 0.34337 | 6.3014e-08 | 0.00065473
1004 | 0.6875 | 0.065 | 1.8342 | 1.8665 | 8 | 25920 | 16.8507 | 47.1143 | 121786.4496 | 0.08526 | 313.4174 | 32.9655 | 41835.0578 | 0.34351 | 2.7534e-05 | 0.053912
481 | 1.375 | 0.065 | 1.6921 | 1.5805 | 5 | 16200 | 19.2049 | 49.8601 | 171952.1652 | 0.090129 | 662.629 | 23.3167 | 59147.0367 | 0.34397 | 1.923e-05 | 0.0039175
2843 | 1.25 | 0.12 | 1.9709 | 2.5893 | 8 | 25920 | 31.5121 | 118.5608 | 400056.9563 | 0.014151 | 94.5796 | 10.0169 | 137678.5745 | 0.34415 | 7.5849e-07 | 0.009042
404 | 1.375 | 0.035 | 2.7801 | 2.8356 | 7 | 22680 | 42.2552 | 124.9639 | 511033.6222 | 0.0095909 | 70.5128 | 7.8401 | 175905.8306 | 0.34422 | 3.0487e-07 | 0.0049207
130 | 0.875 | 0.12 | 2.9991 | 2.3089 | 7 | 22680 | 29.471 | 64.8383 | 229803.0183 | 0.029911 | 139.9385 | 17.4288 | 79128.6078 | 0.34433 | 2.9651e-06 | 0.062026
252 | 1.75 | 0.065 | 0.68086 | 1.6251 | 7 | 22680 | 14.187 | 91.1982 | 231497.8353 | 0.062171 | 581.7414 | 17.2982 | 79725.9092 | 0.34439 | 1.281e-05 | 0.00073751
686 | 1.5 | 0.065 | 1.9907 | 2.8904 | 8 | 25920 | 37.8814 | 158.7563 | 573187.2005 | 0.0083035 | 66.5971 | 6.9737 | 197759.4954 | 0.34502 | 2.6116e-07 | 0.003189
1360 | 2.5 | 0.065 | 1.85 | 2.1709 | 5 | 16200 | 36.7188 | 124.2458 | 579364.7225 | 0.013263 | 177.2876 | 6.8924 | 200091.5422 | 0.34536 | 4.1642e-07 | 0.00055284
2545 | 2.5 | 0.065 | 1.1878 | 2.1079 | 6 | 19440 | 28.6298 | 144.7401 | 547411.1515 | 0.014835 | 198.3021 | 7.2851 | 189306.6625 | 0.34582 | 6.2518e-07 | 0.00036274
483 | 0.75 | 0.065 | 1.6037 | 1.6338 | 7 | 22680 | 14.3072 | 39.3952 | 99981.7752 | 0.14199 | 569.3995 | 39.8469 | 34610.3857 | 0.34617 | 6.6818e-05 | 0.034643
1894 | 0.5 | 0.12 | 2.4894 | 1.8537 | 8 | 25920 | 16.6512 | 34.0811 | 87599.7062 | 0.1203 | 321.6236 | 45.4479 | 30344.9825 | 0.34641 | 5.4819e-05 | 1.1271
8 | 0.5 | 0.083 | 2.039 | 1.5301 | 7 | 22680 | 12.3522 | 24.6648 | 58318.0073 | 0.29103 | 778.0493 | 68.1217 | 20244.8854 | 0.34715 | 0.00028071 | 0.35989
2652 | 2.5 | 0.065 | 1.8308 | 2.6532 | 6 | 19440 | 43.3276 | 182.1376 | 816014.2769 | 0.0066692 | 89.1488 | 4.8678 | 283313.6093 | 0.34719 | 1.2635e-07 | 0.00054073
2112 | 2 | 0.12 | 1.4643 | 1.4488 | 4 | 12960 | 19.3286 | 53.1728 | 201296.11 | 0.099579 | 1064.8893 | 19.635 | 70237.5516 | 0.34893 | 1.878e-05 | 0.0012335
1214 | 0.875 | 0.035 | 1.7653 | 1.8307 | 7 | 22680 | 17.9542 | 51.4466 | 143860.6197 | 0.075284 | 352.2206 | 27.4495 | 50241.9597 | 0.34924 | 1.8784e-05 | 0.015034
2789 | 0.6875 | 0.065 | 1.6711 | 1.8224 | 8 | 25920 | 15.4831 | 46.0063 | 112622.8354 | 0.097137 | 357.0768 | 35.0606 | 39335.2374 | 0.34927 | 3.574e-05 | 0.049855
1226 | 1 | 0.12 | 2.7247 | 2.0382 | 6 | 19440 | 26.3904 | 56.0912 | 202593.8552 | 0.042776 | 228.721 | 19.4537 | 70892.1188 | 0.34992 | 5.1981e-06 | 0.031739
2665 | 1.75 | 0.065 | 1.669 | 2.5033 | 7 | 22680 | 32.634 | 140.3841 | 506813.9392 | 0.011809 | 110.4937 | 7.7594 | 177733.9536 | 0.35069 | 4.6215e-07 | 0.0016146
290 | 2 | 0.065 | 2.9971 | 2.5339 | 5 | 16200 | 47.1516 | 116.0305 | 590599.3156 | 0.0099313 | 106.2036 | 6.6547 | 207240.41 | 0.3509 | 2.3349e-07 | 0.0018175
524 | 0.875 | 0.065 | 2.1613 | 1.4809 | 5 | 16200 | 15.8864 | 29.8025 | 91735.7652 | 0.20392 | 954.0732 | 42.8094 | 32215.2736 | 0.35117 | 9.8446e-05 | 0.025614
1154 | 3 | 0.065 | 1.2308 | 1.2732 | 3 | 9720 | 18.3578 | 52.569 | 215812.9844 | 0.1526 | 2447.8908 | 18.1825 | 75848.6478 | 0.35146 | 3.3078e-05 | 0.00022167
2486 | 0.4375 | 0.049 | 2.4849 | 1.7918 | 8 | 25920 | 14.7303 | 28.8519 | 68458.7305 | 0.16599 | 388.2872 | 57.239 | 24093.9806 | 0.35195 | 0.00010436 | 0.34628
1668 | 0.4375 | 0.049 | 2.5453 | 1.8139 | 8 | 25920 | 15.0528 | 29.2063 | 69833.788 | 0.15829 | 370.2835 | 55.9845 | 24633.8953 | 0.35275 | 9.4904e-05 | 0.35324
2259 | 2 | 0.12 | 1.9322 | 2.4657 | 6 | 19440 | 36.8113 | 135.4604 | 557543.0151 | 0.011009 | 117.7329 | 7.0074 | 196807.3523 | 0.35299 | 3.4433e-07 | 0.0015185
1032 | 1.25 | 0.035 | 1.9716 | 2.6768 | 8 | 25920 | 31.5233 | 122.5614 | 400192.6383 | 0.013408 | 89.6135 | 9.7612 | 141285.381 | 0.35304 | 6.8093e-07 | 0.0048548
329 | 2.125 | 0.065 | 1.33 | 1.7567 | 5 | 16200 | 23.0121 | 85.5148 | 315028.691 | 0.037743 | 428.8485 | 12.3987 | 111230.3889 | 0.35308 | 3.3724e-06 | 0.00070436
10 | 1.75 | 0.065 | 2.9387 | 1.8631 | 4 | 12960 | 32.8259 | 59.8057 | 291244.3327 | 0.035793 | 334.9178 | 13.4036 | 102891.2253 | 0.35328 | 2.4263e-06 | 0.0028416
2816 | 2 | 0.065 | 1.0426 | 2.4548 | 8 | 25920 | 26.8998 | 179.7532 | 550180.0398 | 0.011241 | 120.206 | 7.0875 | 194585.2407 | 0.35368 | 4.7859e-07 | 0.00066137
805 | 1.5 | 0.065 | 2.998 | 2.6932 | 6 | 19440 | 42.5967 | 111.0016 | 481593.944 | 0.011033 | 88.49 | 8.0786 | 170711.3017 | 0.35447 | 3.4581e-07 | 0.0047635
1851 | 1.5 | 0.095 | 2.0821 | 2.6295 | 7 | 22680 | 34.7942 | 126.4123 | 462045.6352 | 0.01195 | 95.8412 | 8.4121 | 163944.8279 | 0.35482 | 4.7326e-07 | 0.0040163
1886 | 2.25 | 0.065 | 1.2216 | 2.8666 | 8 | 25920 | 34.9867 | 236.0924 | 796300.0692 | 0.0060529 | 72.8199 | 4.8715 | 283096.5002 | 0.35551 | 1.3877e-07 | 0.0005151
732 | 0.625 | 0.028 | 1.2991 | 1.4531 | 7 | 22680 | 10.138 | 29.2458 | 61095.6105 | 0.325 | 1086.0985 | 63.4297 | 21742.4139 | 0.35588 | 0.00035007 | 0.03581
1575 | 2 | 0.065 | 2.4893 | 2.8682 | 6 | 19440 | 46.9997 | 157.5425 | 706499.0113 | 0.0068164 | 72.894 | 5.4829 | 251528.7789 | 0.35602 | 1.3199e-07 | 0.0015098
1234 | 3 | 0.065 | 2.9982 | 2.5049 | 4 | 12960 | 56.3068 | 137.6084 | 842569.5019 | 0.0070956 | 113.8186 | 4.5971 | 299995.5606 | 0.35605 | 9.5351e-08 | 0.0004868
862 | 1.5 | 0.12 | 1.4186 | 1.5671 | 5 | 16200 | 17.6911 | 53.9158 | 173752.1471 | 0.091308 | 732.3283 | 22.2821 | 61893.5499 | 0.35622 | 1.9737e-05 | 0.0034589
2704 | 2 | 0.12 | 2.4973 | 2.8797 | 6 | 19440 | 47.1468 | 158.1718 | 708649.3903 | 0.0067543 | 72.2293 | 5.4535 | 252885.4497 | 0.35686 | 1.296e-07 | 0.00193
1606 | 0.625 | 0.12 | 2.2103 | 1.5378 | 6 | 19440 | 14.1078 | 26.5461 | 70504.6785 | 0.23727 | 792.9058 | 54.7972 | 25167.6401 | 0.35696 | 0.00015993 | 0.26836
953 | 3 | 0.065 | 2.4874 | 2.272 | 4 | 12960 | 46.9664 | 124.8329 | 706011.9338 | 0.010018 | 160.6991 | 5.4703 | 252109.377 | 0.35709 | 1.9008e-07 | 0.00040791
22 | 2 | 0.12 | 2.5895 | 2.944 | 6 | 19440 | 48.8327 | 161.7004 | 733296.9797 | 0.0063113 | 67.4922 | 5.2648 | 261951.2999 | 0.35722 | 1.1316e-07 | 0.0019972
1822 | 2.375 | 0.065 | 2.6562 | 2.0842 | 4 | 12960 | 39.9326 | 90.7047 | 477514.912 | 0.017378 | 220.6858 | 8.0816 | 170648.2136 | 0.35737 | 5.7196e-07 | 0.0009308
2938 | 2 | 0.065 | 0.76601 | 1.8661 | 7 | 22680 | 17.8197 | 119.6258 | 326529.6175 | 0.031813 | 340.2038 | 11.8181 | 116695.2086 | 0.35738 | 3.3543e-06 | 0.00051268
1478 | 2.375 | 0.065 | 2.0989 | 2.345 | 5 | 16200 | 39.4613 | 127.4937 | 590074.0428 | 0.011337 | 143.963 | 6.5383 | 210928.4424 | 0.35746 | 3.0425e-07 | 0.00073613
2807 | 1.5 | 0.049 | 2.4518 | 2.4501 | 6 | 19440 | 35.1056 | 100.9968 | 399453.4646 | 0.015532 | 124.5746 | 9.6224 | 143323.4698 | 0.3588 | 6.8535e-07 | 0.0036025
348 | 2 | 0.12 | 1.3103 | 2.8295 | 8 | 25920 | 33.4255 | 207.1658 | 677389.3601 | 0.0072597 | 77.6346 | 5.6612 | 243609.8262 | 0.35963 | 1.9963e-07 | 0.0010378
1158 | 1.5 | 0.12 | 2.1014 | 1.876 | 5 | 16200 | 25.4952 | 64.5065 | 245062.8477 | 0.041912 | 336.152 | 15.631 | 88229.4288 | 0.36003 | 4.1585e-06 | 0.0048785
2150 | 1.5 | 0.049 | 1.7576 | 2.4462 | 7 | 22680 | 29.6008 | 117.6133 | 395608.6949 | 0.015725 | 126.1229 | 9.6827 | 142430.3099 | 0.36003 | 8.1957e-07 | 0.0026212
179 | 0.625 | 0.065 | 1.704 | 1.421 | 6 | 19440 | 11.2142 | 24.5439 | 57284.4729 | 0.37302 | 1246.5583 | 66.7578 | 20658.5001 | 0.36063 | 0.00039527 | 0.079791
962 | 1 | 0.083 | 1.9081 | 2.0795 | 7 | 22680 | 21.8311 | 66.7329 | 197476.3672 | 0.042204 | 225.6619 | 19.3597 | 71236.4712 | 0.36073 | 5.9033e-06 | 0.015674
2559 | 2.375 | 0.065 | 1.915 | 1.3935 | 3 | 9720 | 22.2704 | 45.5736 | 204815.4894 | 0.11164 | 1417.6541 | 18.6343 | 74009.3459 | 0.36135 | 1.7702e-05 | 0.00070976
1797 | 0.5 | 0.12 | 2.5874 | 1.7318 | 7 | 22680 | 15.2772 | 27.8917 | 70790.7499 | 0.17368 | 464.3298 | 53.8412 | 25614.5129 | 0.36183 | 9.9976e-05 | 1.1897
2973 | 2.25 | 0.065 | 2.5331 | 2.5577 | 5 | 16200 | 44.9057 | 131.7328 | 633641.4449 | 0.0091156 | 109.6659 | 6.0134 | 229340.0604 | 0.36194 | 1.9671e-07 | 0.0010493
1613 | 1.375 | 0.065 | 1.7951 | 2.0214 | 6 | 19440 | 24.0457 | 76.4269 | 254999.7676 | 0.034542 | 253.9518 | 14.9343 | 92345.2533 | 0.36214 | 3.3895e-06 | 0.0040344
2760 | 0.625 | 0.12 | 1.6922 | 1.4118 | 6 | 19440 | 11.1468 | 24.3854 | 56976.5657 | 0.38345 | 1281.4241 | 66.8341 | 20634.8918 | 0.36216 | 0.0004177 | 0.21686
69 | 2.125 | 0.065 | 1.1862 | 2.7963 | 8 | 25920 | 32.2072 | 217.5229 | 694493.1943 | 0.0072118 | 81.9417 | 5.4827 | 251537.1643 | 0.36219 | 1.97e-07 | 0.00060656
406 | 1.25 | 0.049 | 2.9242 | 2.4701 | 6 | 19440 | 34.8997 | 84.8805 | 330996.8948 | 0.018489 | 123.5764 | 11.4977 | 119946.7876 | 0.36238 | 9.7115e-07 | 0.0078581
2031 | 1 | 0.035 | 2.8913 | 1.4864 | 4 | 12960 | 19.1012 | 27.3627 | 99539.4843 | 0.18584 | 993.666 | 38.2263 | 36077.6261 | 0.36245 | 6.5407e-05 | 0.015648
2710 | 2 | 0.065 | 2.3002 | 2.8065 | 6 | 19440 | 43.5429 | 154.1537 | 655959.7806 | 0.0075926 | 81.1946 | 5.7977 | 237873.8937 | 0.36263 | 1.6377e-07 | 0.0014018
48 | 2.5 | 0.065 | 2.204 | 1.5069 | 3 | 9720 | 26.6681 | 51.8507 | 255780.0764 | 0.069396 | 927.6328 | 14.8624 | 92792.5065 | 0.36278 | 6.8403e-06 | 0.00067797
934 | 2.5 | 0.065 | 2.0231 | 1.9024 | 4 | 12960 | 32.3078 | 87.1573 | 409750.4045 | 0.024332 | 325.2585 | 9.258 | 148964.5424 | 0.36355 | 1.1213e-06 | 0.00061092
487 | 2.5 | 0.065 | 1.7288 | 2.7244 | 6 | 19440 | 40.9957 | 187.0191 | 773399.0224 | 0.0067462 | 90.1784 | 4.8966 | 281645.3653 | 0.36417 | 1.2929e-07 | 0.00051249
913 | 2.25 | 0.065 | 1.9498 | 2.7498 | 6 | 19440 | 41.5917 | 169.9014 | 705862.1018 | 0.0072845 | 87.6364 | 5.3609 | 257255.5877 | 0.36446 | 1.5074e-07 | 0.00081173
1122 | 0.6875 | 0.065 | 2.7236 | 2.4037 | 8 | 25920 | 24.305 | 60.6239 | 171737.1672 | 0.037321 | 137.1928 | 21.9977 | 62693.7522 | 0.36506 | 5.2758e-06 | 0.076024
1235 | 0.625 | 0.02 | 2.2735 | 1.3808 | 5 | 16200 | 12.3035 | 19.908 | 51884.2954 | 0.45539 | 1521.8315 | 72.8032 | 18943.0541 | 0.3651 | 0.00049094 | 0.053347
1259 | 1.25 | 0.065 | 2.1815 | 2.9516 | 8 | 25920 | 34.7224 | 135.1257 | 439168.6252 | 0.010497 | 70.1614 | 8.5967 | 160424.12 | 0.36529 | 4.174e-07 | 0.0065643
1062 | 2.375 | 0.065 | 0.80947 | 2.4452 | 8 | 25920 | 24.915 | 212.5886 | 607393.0911 | 0.01025 | 130.1585 | 6.2145 | 221917.4086 | 0.36536 | 3.9792e-07 | 0.00029599
1805 | 1 | 0.12 | 0.89135 | 1.7115 | 8 | 25920 | 12.3433 | 62.7801 | 133212.0018 | 0.094924 | 507.5526 | 28.3086 | 48717.254 | 0.36571 | 3.413e-05 | 0.011739
1328 | 0.75 | 0.035 | 1.4327 | 1.4465 | 6 | 19440 | 11.3017 | 29.9405 | 69220.8365 | 0.29109 | 1167.3347 | 54.4485 | 25328.782 | 0.36591 | 0.00024071 | 0.022561
1320 | 2.375 | 0.065 | 1.8381 | 2.7584 | 6 | 19440 | 41.3948 | 179.8949 | 741657.7336 | 0.0068987 | 87.6066 | 5.078 | 271585.1665 | 0.36619 | 1.352e-07 | 0.00064252
493 | 1.75 | 0.065 | 1.0442 | 1.7838 | 6 | 19440 | 18.1849 | 85.8149 | 249569.5132 | 0.045992 | 430.3515 | 15.0747 | 91485.2278 | 0.36657 | 6.009e-06 | 0.0010822
2210 | 0.1875 | 0.049 | 2.0434 | 1.2879 | 8 | 25920 | 6.1472 | 9.0123 | 13653.6835 | 2.2889 | 2294.7593 | 274.4965 | 5024.1625 | 0.36797 | 0.019845 | 33.3652
2518 | 0.875 | 0.12 | 1.4915 | 2.0286 | 8 | 25920 | 17.387 | 65.1032 | 159574.5966 | 0.054814 | 256.4501 | 23.4781 | 58740.5341 | 0.36811 | 1.1381e-05 | 0.032976
1909 | 1.375 | 0.049 | 0.99556 | 1.8332 | 7 | 22680 | 16.0793 | 80.8521 | 204080.7788 | 0.052909 | 388.9909 | 18.3059 | 75337.2131 | 0.36915 | 9.278e-06 | 0.0021432
366 | 0.875 | 0.065 | 1.1937 | 1.6367 | 7 | 22680 | 12.6183 | 46.0145 | 104042.0358 | 0.13581 | 635.3871 | 35.8987 | 38416.9058 | 0.36924 | 6.1128e-05 | 0.014822
2266 | 1 | 0.083 | 1.2125 | 1.976 | 8 | 25920 | 16.2593 | 72.4544 | 171379.5553 | 0.053788 | 287.6016 | 21.7664 | 63359.752 | 0.3697 | 1.0959e-05 | 0.010414
966 | 2.375 | 0.065 | 2.8121 | 2.2304 | 4 | 12960 | 42.19 | 97.0552 | 503642.0182 | 0.014519 | 184.3735 | 7.3972 | 186438.3745 | 0.37018 | 3.9922e-07 | 0.00098173
103 | 1.25 | 0.12 | 2.6049 | 1.5816 | 4 | 12960 | 21.3251 | 36.3348 | 137972.0312 | 0.11213 | 749.4075 | 26.9749 | 51125.9355 | 0.37055 | 2.381e-05 | 0.012474
2625 | 0.3125 | 0.065 | 2.3118 | 1.4228 | 7 | 22680 | 9.1828 | 14.4094 | 28002.0553 | 0.75999 | 1269.8848 | 132.9066 | 10376.5739 | 0.37056 | 0.0019143 | 3.1018
2726 | 2 | 0.065 | 0.65796 | 2.0624 | 8 | 25920 | 17.5197 | 151.0509 | 367329.9604 | 0.023054 | 246.5337 | 10.1272 | 136179.9567 | 0.37073 | 2.0131e-06 | 0.00044157
2844 | 1.5 | 0.12 | 1.9126 | 2.2332 | 6 | 19440 | 27.709 | 92.07 | 318348.9552 | 0.022918 | 183.8112 | 11.6716 | 118160.2771 | 0.37117 | 1.4921e-06 | 0.0044009
1496 | 0.5 | 0.12 | 2.4117 | 1.5008 | 6 | 19440 | 12.5023 | 20.7646 | 50535.5376 | 0.35552 | 950.4629 | 73.5118 | 18760.4531 | 0.37123 | 0.00035906 | 1.156
2115 | 1.375 | 0.065 | 1.991 | 2.5944 | 7 | 22680 | 30.6805 | 114.3481 | 375303.1298 | 0.015035 | 110.5414 | 9.875 | 139657.1974 | 0.37212 | 7.4925e-07 | 0.0043624
1289 | 1.25 | 0.049 | 1.4896 | 1.5459 | 5 | 16200 | 15.6641 | 44.3534 | 129358.3378 | 0.12741 | 851.5787 | 28.6299 | 48170.4689 | 0.37238 | 3.8431e-05 | 0.0044223
2896 | 2.25 | 0.065 | 1.1397 | 2.924 | 8 | 25920 | 32.7407 | 240.8134 | 747044.2594 | 0.0062596 | 75.3069 | 4.9571 | 278210.6338 | 0.37242 | 1.4841e-07 | 0.00048323
164 | 2.125 | 0.065 | 1.0648 | 2.7316 | 8 | 25920 | 29.0632 | 212.4902 | 629375.6082 | 0.0082555 | 93.8009 | 5.8778 | 234630.1656 | 0.3728 | 2.5815e-07 | 0.00054969
2294 | 0.6875 | 0.065 | 2.4958 | 2.3554 | 8 | 25920 | 22.3954 | 59.408 | 158941.0282 | 0.041764 | 153.5268 | 23.2731 | 59257.8556 | 0.37283 | 6.6069e-06 | 0.070359
1889 | 2.25 | 0.065 | 1.8238 | 2.2223 | 5 | 16200 | 32.7443 | 114.484 | 466952.4854 | 0.015763 | 189.6424 | 7.9173 | 174190.4607 | 0.37304 | 5.8825e-07 | 0.00077326
1771 | 1.5 | 0.095 | 1.5163 | 2.7403 | 8 | 25920 | 29.2057 | 150.5227 | 446348.1751 | 0.011583 | 92.8969 | 8.2786 | 166588.4334 | 0.37323 | 5.0815e-07 | 0.0029705
763 | 0.4375 | 0.049 | 1.97 | 1.5335 | 7 | 22680 | 10.6703 | 21.6515 | 44752.9777 | 0.37684 | 881.5287 | 82.5317 | 16710.1262 | 0.37339 | 0.00047065 | 0.29567
117 | 3 | 0.065 | 1.7503 | 1.9919 | 4 | 12960 | 33.485 | 109.4609 | 508911.9823 | 0.017824 | 285.9141 | 7.2555 | 190077.4918 | 0.3735 | 6.0169e-07 | 0.00029403
2763 | 1.5 | 0.12 | 2.3283 | 2.4944 | 6 | 19440 | 33.4115 | 102.8193 | 380877.9968 | 0.015807 | 126.7778 | 9.6939 | 142266.9865 | 0.37352 | 7.098e-07 | 0.0052654
1405 | 0.75 | 0.049 | 2.8077 | 2.2738 | 7 | 22680 | 23.9407 | 54.7584 | 161600.6097 | 0.043707 | 175.2727 | 22.8126 | 60454.0456 | 0.3741 | 6.3312e-06 | 0.045784
855 | 1.75 | 0.065 | 1.8595 | 1.2675 | 3 | 9720 | 16.3535 | 30.6034 | 113070.804 | 0.29747 | 2783.4984 | 32.5815 | 42328.18 | 0.37435 | 0.00012569 | 0.0019612
2503 | 1.375 | 0.035 | 2.3594 | 2.8808 | 7 | 22680 | 36.0853 | 126.9496 | 438681.8375 | 0.010905 | 80.1717 | 8.3793 | 164586.0053 | 0.37518 | 3.9411e-07 | 0.004224
700 | 2 | 0.12 | 2.4044 | 2.43 | 5 | 16200 | 38.1198 | 111.2807 | 480560.4416 | 0.013092 | 140.0044 | 7.6482 | 180318.7944 | 0.37523 | 4.0577e-07 | 0.0018847
2167 | 0.5 | 0.12 | 1.6583 | 1.6871 | 8 | 25920 | 11.5853 | 31.0332 | 62911.7692 | 0.20814 | 556.4636 | 58.3972 | 23616.1293 | 0.37538 | 0.0001641 | 0.80948
1422 | 2.375 | 0.065 | 1.9215 | 2.3671 | 5 | 16200 | 36.2505 | 128.6947 | 543620.7555 | 0.012106 | 153.7365 | 6.7573 | 204093.5593 | 0.37543 | 3.4696e-07 | 0.00067818
2303 | 0.875 | 0.035 | 1.358 | 1.754 | 7 | 22680 | 14.1522 | 49.2992 | 115488.9942 | 0.10332 | 483.3686 | 31.802 | 43365.7008 | 0.3755 | 3.5377e-05 | 0.012069
17 | 1.75 | 0.065 | 2.6806 | 2.4038 | 5 | 16200 | 37.2224 | 96.3455 | 410924.4218 | 0.015596 | 145.936 | 8.9315 | 154409.8693 | 0.37576 | 5.7584e-07 | 0.0025659
639 | 0.4375 | 0.049 | 1.6666 | 1.4546 | 7 | 22680 | 9.2545 | 20.5467 | 39470.4103 | 0.50143 | 1172.9903 | 92.9648 | 14834.8067 | 0.37585 | 0.00083332 | 0.26077
16 | 1.75 | 0.065 | 1.4972 | 2.9944 | 8 | 25920 | 33.4192 | 191.8442 | 592608.6912 | 0.0076124 | 71.2304 | 6.191 | 222763.0084 | 0.3759 | 2.195e-07 | 0.0014455
1121 | 0.21875 | 0.035 | 2.2006 | 1.4072 | 8 | 25920 | 7.3449 | 11.4388 | 18483.0126 | 1.1955 | 1398.3063 | 198.4795 | 6948.4024 | 0.37593 | 0.0054135 | 5.0738
2708 | 0.625 | 0.083 | 1.3381 | 1.351 | 6 | 19440 | 9.1233 | 23.3425 | 47731.6411 | 0.53705 | 1794.7307 | 76.7782 | 17962.3384 | 0.37632 | 0.00081936 | 0.089927
2118 | 2 | 0.065 | 1.2786 | 1.7851 | 5 | 16200 | 20.9621 | 81.7931 | 271521.022 | 0.042208 | 451.3613 | 13.4877 | 102249.9384 | 0.37658 | 4.2174e-06 | 0.00083557
231 | 0.5 | 0.02 | 2.4688 | 1.5589 | 6 | 19440 | 12.7634 | 21.5615 | 51489.8816 | 0.31266 | 835.8741 | 71 | 19424.1514 | 0.37724 | 0.0002777 | 0.12021
1544 | 2 | 0.065 | 0.69403 | 1.8867 | 7 | 22680 | 16.2839 | 120.9463 | 300333.8712 | 0.033783 | 361.2716 | 12.1581 | 113431.7507 | 0.37769 | 3.7826e-06 | 0.00047155
202 | 1.5 | 0.095 | 1.6892 | 1.457 | 4 | 12960 | 16.9218 | 40.1497 | 133378.2699 | 0.14759 | 1183.7225 | 27.3407 | 50441.8994 | 0.37819 | 4.1253e-05 | 0.0035506
2358 | 0.875 | 0.035 | 1.5604 | 1.6248 | 6 | 19440 | 13.9611 | 39.181 | 97768.2306 | 0.14728 | 689.0425 | 37.2968 | 36976.7715 | 0.37821 | 6.1618e-05 | 0.013907
928 | 0.6875 | 0.065 | 2.0006 | 2.1506 | 8 | 25920 | 18.2447 | 54.2586 | 131127.4978 | 0.059633 | 219.2116 | 27.7498 | 49698.2427 | 0.37901 | 1.347e-05 | 0.058047
2722 | 2.125 | 0.065 | 2.3294 | 2.508 | 5 | 16200 | 39.1953 | 122.0124 | 524518.865 | 0.011375 | 129.2407 | 6.9202 | 199287.9385 | 0.37994 | 3.0629e-07 | 0.0011728
1910 | 0.875 | 0.065 | 2.0351 | 2.1279 | 7 | 22680 | 20.4726 | 59.7685 | 162653.6932 | 0.049042 | 229.4447 | 22.3138 | 61805.5056 | 0.37998 | 7.9711e-06 | 0.023171
2739 | 1.25 | 0.049 | 0.91266 | 1.9838 | 8 | 25920 | 15.3849 | 90.8808 | 203571.7106 | 0.044922 | 300.2443 | 17.8123 | 77425.0219 | 0.38033 | 7.6437e-06 | 0.0027185
1485 | 2.125 | 0.065 | 1.7264 | 2.1456 | 5 | 16200 | 29.4306 | 104.4093 | 398115.3752 | 0.019726 | 224.1346 | 9.1 | 151550.6999 | 0.38067 | 9.212e-07 | 0.00089014
1942 | 2.375 | 0.065 | 0.64379 | 1.7131 | 6 | 19440 | 15.4572 | 111.7931 | 291344.9505 | 0.043303 | 549.897 | 12.434 | 110914.9607 | 0.3807 | 5.3268e-06 | 0.0002524
1558 | 1.25 | 0.065 | 2.0151 | 2.5494 | 7 | 22680 | 28.3476 | 102.1678 | 316314.2668 | 0.018358 | 122.6981 | 11.4519 | 120426.9273 | 0.38072 | 1.117e-06 | 0.0061753
2517 | 2.25 | 0.065 | 1.9217 | 2.8837 | 6 | 19440 | 41.0135 | 178.1662 | 696351.9217 | 0.006859 | 82.5184 | 5.1971 | 265360.3824 | 0.38107 | 1.3365e-07 | 0.00080079
2409 | 1.75 | 0.065 | 2.3956 | 1.8223 | 4 | 12960 | 27.0322 | 58.4996 | 241833.0324 | 0.045245 | 423.3658 | 14.9608 | 92182.0756 | 0.38118 | 3.877e-06 | 0.0023595
126 | 2.5 | 0.065 | 1.0557 | 2.6228 | 7 | 22680 | 29.6319 | 210.0323 | 660010.6574 | 0.0083999 | 112.2846 | 5.4779 | 251758.309 | 0.38145 | 2.3385e-07 | 0.00032132
932 | 2.125 | 0.065 | 1.4195 | 2.8283 | 7 | 22680 | 33.656 | 192.5307 | 633937.1107 | 0.0077624 | 88.1984 | 5.6947 | 242175.5261 | 0.38202 | 1.997e-07 | 0.00072317
210 | 1 | 0.035 | 1.3177 | 1.8701 | 7 | 22680 | 15.5329 | 60.0299 | 143762.1696 | 0.071928 | 384.5925 | 25.0378 | 55081.2378 | 0.38314 | 1.7147e-05 | 0.0073796
2072 | 0.5 | 0.083 | 2.5921 | 2.1076 | 8 | 25920 | 17.2773 | 38.7233 | 90651.2884 | 0.089609 | 239.5664 | 39.6956 | 34742.3086 | 0.38325 | 3.0415e-05 | 0.42831
783 | 0.375 | 0.02 | 2.4086 | 1.6015 | 7 | 22680 | 11.1117 | 19.3999 | 39771.358 | 0.37612 | 754.1537 | 90.4541 | 15246.5681 | 0.38336 | 0.00046885 | 0.32336
1305 | 1.5 | 0.12 | 1.7044 | 2.5886 | 7 | 22680 | 28.7495 | 124.4492 | 384718.5343 | 0.014721 | 118.068 | 9.3509 | 147484.0825 | 0.38336 | 7.1823e-07 | 0.0039074
1156 | 2.375 | 0.065 | 2.1465 | 2.5787 | 5 | 16200 | 40.323 | 140.1844 | 602541.9057 | 0.0094582 | 120.1098 | 5.9668 | 231130.0067 | 0.38359 | 2.1178e-07 | 0.00075169
2813 | 2.5 | 0.065 | 1.2955 | 2.9652 | 7 | 22680 | 36.0281 | 237.4262 | 796384.6863 | 0.0057487 | 76.8444 | 4.5086 | 305884.4516 | 0.38409 | 1.0953e-07 | 0.00038771
938 | 2.25 | 0.065 | 2.1327 | 1.9608 | 4 | 12960 | 30.7282 | 80.8647 | 351455.0158 | 0.026643 | 320.5269 | 10.2139 | 135023.5149 | 0.38418 | 1.3443e-06 | 0.00090937
2984 | 2 | 0.12 | 2.0034 | 1.7969 | 4 | 12960 | 25.9011 | 65.9025 | 265356.2441 | 0.042548 | 455.0022 | 13.5167 | 102030.3136 | 0.3845 | 3.4285e-06 | 0.0016261
547 | 2.25 | 0.065 | 2.5315 | 2.1417 | 4 | 12960 | 36.198 | 88.3083 | 411431.8763 | 0.019153 | 230.4201 | 8.7119 | 158302.4627 | 0.38476 | 6.9473e-07 | 0.0010646
2261 | 0.21875 | 0.035 | 2.3534 | 1.4635 | 8 | 25920 | 7.7526 | 11.8893 | 19352.1588 | 1.0031 | 1173.2408 | 185.004 | 7454.5158 | 0.3852 | 0.0038111 | 5.3124
1040 | 2 | 0.12 | 1.1383 | 2.4529 | 7 | 22680 | 25.7638 | 157.1858 | 462030.5911 | 0.013403 | 143.3256 | 7.7388 | 178207.4883 | 0.3857 | 5.9534e-07 | 0.00092451
2173 | 2.25 | 0.065 | 2.3524 | 2.651 | 5 | 16200 | 41.8087 | 136.5358 | 591192.4301 | 0.0092175 | 110.8924 | 6.0476 | 228044.4322 | 0.38574 | 2.0114e-07 | 0.000979
427 | 1.25 | 0.083 | 2.2042 | 2.2865 | 6 | 19440 | 26.67 | 78.5841 | 255797.4603 | 0.02734 | 182.7286 | 13.9724 | 98702.7711 | 0.38586 | 2.1234e-06 | 0.0077461
2300 | 1.375 | 0.049 | 2.8638 | 2.7772 | 6 | 19440 | 37.4821 | 104.932 | 390052.7828 | 0.012979 | 95.4232 | 9.163 | 150509.1695 | 0.38587 | 4.7856e-07 | 0.0055754
581 | 1.75 | 0.065 | 1.4573 | 1.4864 | 4 | 12960 | 17.0229 | 47.751 | 156469.5146 | 0.11821 | 1106.1423 | 22.8404 | 60380.5647 | 0.38589 | 2.6466e-05 | 0.0015266
2219 | 0.625 | 0.02 | 2.57 | 1.5047 | 5 | 16200 | 13.7155 | 21.6777 | 57260.4113 | 0.31135 | 1040.4886 | 62.3699 | 22111.8608 | 0.38616 | 0.00022949 | 0.058875
2640 | 0.21875 | 0.035 | 1.9649 | 1.3886 | 8 | 25920 | 6.7163 | 11.2902 | 17142.7658 | 1.3506 | 1579.6819 | 208.1763 | 6624.7469 | 0.38645 | 0.006909 | 4.7059
419 | 2.375 | 0.065 | 1.6026 | 2.2248 | 5 | 16200 | 30.4787 | 120.9709 | 460116.1107 | 0.015965 | 202.7346 | 7.7521 | 177902.9632 | 0.38665 | 6.0337e-07 | 0.00057401
2781 | 2.125 | 0.065 | 1.4361 | 2.8929 | 7 | 22680 | 34.0315 | 196.9205 | 640743.3552 | 0.0074181 | 84.2859 | 5.5631 | 247903.039 | 0.3869 | 1.8238e-07 | 0.00073093
1202 | 2 | 0.12 | 1.1293 | 2.8584 | 8 | 25920 | 29.0128 | 209.2752 | 591370.6289 | 0.0081867 | 87.5472 | 6.0231 | 228970.1779 | 0.38719 | 2.5386e-07 | 0.00090598
173 | 2.125 | 0.065 | 2.1664 | 2.4682 | 5 | 16200 | 36.5547 | 120.0772 | 490335.6627 | 0.012498 | 142.002 | 7.2566 | 190049.9599 | 0.38759 | 3.6976e-07 | 0.0010963
1296 | 2 | 0.12 | 1.4827 | 1.9663 | 5 | 16200 | 24.0731 | 90.0779 | 309423.3224 | 0.030092 | 321.7966 | 11.4951 | 119974.0186 | 0.38773 | 2.1437e-06 | 0.0012135
1491 | 0.6875 | 0.065 | 2.253 | 1.4854 | 5 | 16200 | 13.2788 | 23.5255 | 61157.4253 | 0.30305 | 1114.0219 | 58.0185 | 23770.2633 | 0.38867 | 0.00021742 | 0.069307
562 | 2.5 | 0.065 | 2.3198 | 2.8194 | 5 | 16200 | 45.669 | 161.3083 | 715670.7319 | 0.0069097 | 92.3642 | 4.9573 | 278199.924 | 0.38873 | 1.1303e-07 | 0.0006829
1618 | 2.25 | 0.065 | 0.93975 | 1.6937 | 5 | 16200 | 17.5879 | 87.2931 | 259213.8695 | 0.050038 | 601.9838 | 13.6692 | 100892.2749 | 0.38922 | 5.9273e-06 | 0.00042925
508 | 2.25 | 0.065 | 2.7713 | 2.2763 | 4 | 12960 | 39.4876 | 93.8457 | 447503.3894 | 0.015752 | 189.51 | 7.9146 | 174250.6025 | 0.38938 | 4.6994e-07 | 0.0011579
910 | 0.6875 | 0.065 | 1.2382 | 1.5831 | 7 | 22680 | 10.5572 | 35.0131 | 69662.8935 | 0.22148 | 814.1685 | 50.8404 | 27126.343 | 0.38939 | 0.00016258 | 0.040278
713 | 0.3125 | 0.049 | 2.7364 | 1.7817 | 8 | 25920 | 11.9015 | 20.5452 | 40283.1108 | 0.28571 | 477.39 | 87.8642 | 15695.986 | 0.38964 | 0.00030919 | 1.7902
133 | 2.375 | 0.065 | 1.8694 | 2.4393 | 5 | 16200 | 35.3084 | 132.6143 | 529990.8028 | 0.011795 | 149.7804 | 6.6696 | 206776.3895 | 0.39015 | 3.2933e-07 | 0.00066118
443 | 0.21875 | 0.035 | 2.693 | 1.3915 | 7 | 22680 | 7.7605 | 9.9217 | 16947.9305 | 1.356 | 1585.9889 | 208.4975 | 6614.5399 | 0.39029 | 0.0060938 | 6.0766
490 | 2.5 | 0.065 | 0.84914 | 2.0372 | 6 | 19440 | 20.8873 | 139.8944 | 405914.3032 | 0.021369 | 285.6451 | 8.7011 | 158499.254 | 0.39047 | 1.2972e-06 | 0.00026898
1653 | 0.3125 | 0.028 | 2.1516 | 1.3027 | 6 | 19440 | 7.6243 | 11.3476 | 20441.4353 | 1.4539 | 2429.3463 | 172.7061 | 7985.332 | 0.39064 | 0.006005 | 0.78982
1138 | 2 | 0.065 | 1.0247 | 2.0061 | 6 | 19440 | 20.216 | 110.2454 | 314917.4321 | 0.028395 | 303.6504 | 11.1963 | 123176.3905 | 0.39114 | 2.2905e-06 | 0.000673
452 | 0.875 | 0.12 | 2.4332 | 2.7957 | 8 | 25920 | 27.4338 | 89.6538 | 245257.7717 | 0.020429 | 95.5769 | 14.3685 | 95981.6205 | 0.39135 | 1.5807e-06 | 0.050682
1978 | 1.375 | 0.065 | 1.6681 | 2.5089 | 7 | 22680 | 25.9446 | 110.5863 | 319767.1961 | 0.018647 | 137.0899 | 11.0121 | 125236.6116 | 0.39165 | 1.1524e-06 | 0.0037169
2716 | 0.75 | 0.035 | 1.6578 | 1.8627 | 7 | 22680 | 14.74 | 44.8911 | 102750.0587 | 0.10149 | 407.0121 | 34.2577 | 40257.138 | 0.3918 | 3.4141e-05 | 0.024604
2703 | 2.125 | 0.065 | 1.3856 | 1.5966 | 4 | 12960 | 19.4245 | 62.228 | 214869.5464 | 0.070182 | 797.42 | 16.3806 | 84192.1459 | 0.39183 | 9.3282e-06 | 0.00075066
1957 | 0.28125 | 0.028 | 2.4591 | 1.4799 | 7 | 22680 | 8.8543 | 13.5004 | 24413.7584 | 0.76798 | 1154.911 | 143.8708 | 9585.7879 | 0.39264 | 0.0019548 | 1.2948
409 | 2.5 | 0.065 | 1.5041 | 2.7692 | 6 | 19440 | 35.8592 | 190.09 | 679528.9752 | 0.0074838 | 100.0378 | 5.1644 | 267045.1713 | 0.39299 | 1.591e-07 | 0.00045029
341 | 0.75 | 0.12 | 1.3793 | 1.7158 | 7 | 22680 | 12.5114 | 41.364 | 88495.5923 | 0.14203 | 569.5868 | 39.6335 | 34796.7393 | 0.3932 | 6.6862e-05 | 0.066973
1896 | 1 | 0.083 | 1.4074 | 1.6996 | 6 | 19440 | 14.345 | 46.8035 | 114541.106 | 0.11228 | 600.3318 | 30.6091 | 45055.7171 | 0.39336 | 3.5811e-05 | 0.012374
2467 | 0.25 | 0.049 | 2.8789 | 1.3239 | 6 | 19440 | 8.0573 | 9.2596 | 17144.4002 | 1.62 | 2165.5186 | 204.0107 | 6760.0133 | 0.3943 | 0.0074555 | 6.7146
94 | 0.25 | 0.065 | 2.685 | 1.6219 | 8 | 25920 | 9.66 | 15.0103 | 26764.4924 | 0.54056 | 722.5841 | 130.6108 | 10558.9697 | 0.39451 | 0.0011068 | 15.1786
2149 | 1.5 | 0.12 | 1.7434 | 2.2813 | 6 | 19440 | 25.388 | 94.0526 | 292899.7444 | 0.023973 | 192.2697 | 11.9336 | 115565.4899 | 0.39456 | 1.6326e-06 | 0.0040491
1134 | 0.6875 | 0.065 | 2.616 | 1.5969 | 5 | 16200 | 15.1803 | 25.2771 | 69121.0225 | 0.21807 | 801.6265 | 50.5018 | 27308.2502 | 0.39508 | 0.00011258 | 0.078331
2851 | 0.21875 | 0.035 | 1.5921 | 1.3317 | 8 | 25920 | 5.7222 | 10.8351 | 15023.1543 | 1.8054 | 2111.6167 | 232.268 | 5937.6024 | 0.39523 | 0.012345 | 4.124
2671 | 1.375 | 0.049 | 1.5099 | 2.8075 | 8 | 25920 | 26.7879 | 141.3734 | 376749.2894 | 0.013212 | 97.1364 | 9.247 | 149142.5813 | 0.39587 | 6.612e-07 | 0.0030292
2799 | 1.375 | 0.065 | 2.0805 | 1.5917 | 4 | 12960 | 18.915 | 40.206 | 135619.1901 | 0.11211 | 824.2358 | 25.649 | 53768.719 | 0.39647 | 2.3803e-05 | 0.0048277
2001 | 2.375 | 0.065 | 2.3263 | 1.6289 | 3 | 9720 | 26.7361 | 53.2412 | 243580.9087 | 0.058735 | 745.87 | 14.2394 | 96852.1969 | 0.39762 | 4.9001e-06 | 0.00084409
572 | 1.75 | 0.065 | 1.9803 | 2.6833 | 6 | 19440 | 33.1641 | 128.9934 | 441193.3021 | 0.012115 | 113.3592 | 7.8612 | 175433.0674 | 0.39763 | 4.1694e-07 | 0.0019131
1816 | 1 | 0.065 | 1.4405 | 1.4755 | 5 | 16200 | 12.4525 | 33.9107 | 83922.6628 | 0.22544 | 1205.437 | 41.3108 | 33383.86 | 0.39779 | 0.00012032 | 0.011025
2172 | 2.125 | 0.065 | 1.3376 | 2.8802 | 7 | 22680 | 31.7985 | 196.0554 | 600274.0542 | 0.0079718 | 90.5769 | 5.7732 | 238883.4077 | 0.39796 | 2.1062e-07 | 0.00068476
2272 | 0.6875 | 0.065 | 1.6012 | 2.0457 | 8 | 25920 | 14.8976 | 51.621 | 108699.4513 | 0.079153 | 290.9678 | 31.8185 | 43343.2219 | 0.39874 | 2.3731e-05 | 0.048119
160 | 1 | 0.083 | 2.1178 | 2.458 | 7 | 22680 | 24.0686 | 78.8459 | 216558.2269 | 0.028495 | 152.3599 | 15.9462 | 86485.6939 | 0.39936 | 2.6911e-06 | 0.017188
830 | 0.75 | 0.049 | 2.9861 | 2.1423 | 6 | 19440 | 21.955 | 44.2558 | 127628.136 | 0.061712 | 247.4779 | 27.0181 | 51044.2122 | 0.39994 | 1.0819e-05 | 0.049216
661 | 3 | 0.065 | 1.3054 | 2.9038 | 6 | 19440 | 37.2859 | 239.1547 | 846721.1731 | 0.0055812 | 89.5267 | 4.0658 | 339201.6436 | 0.40061 | 8.8491e-08 | 0.00021742
1196 | 0.5 | 0.049 | 2.7903 | 2.3098 | 8 | 25920 | 18.4858 | 42.4216 | 96540.793 | 0.071151 | 190.2207 | 35.586 | 38754.4694 | 0.40143 | 1.9176e-05 | 0.21736
2075 | 2.5 | 0.065 | 1.0918 | 1.5807 | 4 | 12960 | 18.1145 | 72.4507 | 236827.7948 | 0.065418 | 874.4622 | 14.4927 | 95159.6083 | 0.40181 | 8.1048e-06 | 0.0003531
2163 | 0.6875 | 0.065 | 2.8721 | 2.3867 | 7 | 22680 | 22.5408 | 52.6932 | 139926.145 | 0.046369 | 170.453 | 24.5171 | 56251.1503 | 0.40201 | 7.126e-06 | 0.080904
1689 | 2.125 | 0.065 | 2.4433 | 1.6019 | 3 | 9720 | 25.2139 | 46.8699 | 206117.8903 | 0.072519 | 823.9825 | 16.6143 | 83007.6002 | 0.40272 | 7.47e-06 | 0.0012801
2203 | 0.6875 | 0.065 | 2.7789 | 2.7347 | 8 | 25920 | 24.7685 | 68.9459 | 174842.7072 | 0.029664 | 109.0467 | 19.5859 | 70413.5198 | 0.40272 | 3.3331e-06 | 0.077399
1640 | 0.875 | 0.12 | 1.9002 | 2.5335 | 8 | 25920 | 21.7474 | 81.2629 | 196761.8002 | 0.029817 | 139.5018 | 17.4015 | 79252.6806 | 0.40278 | 3.3676e-06 | 0.040661
489 | 3 | 0.065 | 2.1828 | 1.7852 | 3 | 9720 | 31.4155 | 73.6381 | 358991.1197 | 0.031917 | 511.9784 | 9.5325 | 144675.3718 | 0.40301 | 1.447e-06 | 0.00036873
1210 | 0.28125 | 0.028 | 2.6764 | 1.7546 | 8 | 25920 | 10.6534 | 18.2295 | 32833.4342 | 0.36313 | 546.0907 | 104.1869 | 13236.9413 | 0.40315 | 0.00049948 | 1.3332
1824 | 1.75 | 0.065 | 2.1454 | 2.8705 | 6 | 19440 | 35.8067 | 137.9788 | 474998.951 | 0.010127 | 94.755 | 7.1733 | 192256.0983 | 0.40475 | 2.9131e-07 | 0.0020597
916 | 1.5 | 0.049 | 0.78221 | 2.1492 | 8 | 25920 | 15.7811 | 118.096 | 250078.4477 | 0.031305 | 251.0768 | 13.6229 | 101234.9883 | 0.40481 | 3.712e-06 | 0.0012686
2730 | 2.375 | 0.065 | 0.89572 | 2.5105 | 7 | 22680 | 24.1703 | 191.0013 | 516386.0955 | 0.011535 | 146.4784 | 6.5954 | 209101.639 | 0.40493 | 4.4096e-07 | 0.00032868
26 | 1 | 0.12 | 1.4998 | 2.0952 | 7 | 22680 | 17.4759 | 67.2348 | 160333.0625 | 0.051237 | 273.9592 | 21.2252 | 64975.2188 | 0.40525 | 8.7007e-06 | 0.018454
1468 | 0.28125 | 0.028 | 2.1884 | 1.6339 | 8 | 25920 | 8.9799 | 16.9876 | 28245.7199 | 0.50251 | 755.6908 | 120.2897 | 11464.9471 | 0.4059 | 0.00095648 | 1.1469
1068 | 2.375 | 0.065 | 1.3772 | 2.6661 | 6 | 19440 | 31.3838 | 173.8813 | 567852.3338 | 0.0095094 | 120.7595 | 5.9832 | 230498.4178 | 0.40591 | 2.5689e-07 | 0.00049195
2814 | 2.5 | 0.065 | 1.1453 | 2.4795 | 6 | 19440 | 27.6573 | 170.2274 | 529638.1742 | 0.011481 | 153.4739 | 6.4142 | 215009.758 | 0.40596 | 3.7448e-07 | 0.00035096
1327 | 1.375 | 0.065 | 0.82255 | 2.1188 | 8 | 25920 | 15.2652 | 106.7404 | 222324.4104 | 0.03617 | 265.9211 | 15.2704 | 90312.8471 | 0.40622 | 4.9553e-06 | 0.0019785
279 | 1.375 | 0.049 | 1.9159 | 2.8339 | 7 | 22680 | 29.5796 | 124.8869 | 362392.6222 | 0.013538 | 99.5296 | 9.3629 | 147295.1559 | 0.40645 | 6.0741e-07 | 0.0038057
1683 | 2.125 | 0.065 | 2.1513 | 2.6044 | 5 | 16200 | 36.3112 | 126.6972 | 487183.3282 | 0.01151 | 130.7814 | 6.9618 | 198098.4118 | 0.40662 | 3.1364e-07 | 0.0010893
1307 | 0.5 | 0.083 | 1.8043 | 1.9058 | 8 | 25920 | 12.4749 | 35.0326 | 67247.3919 | 0.14771 | 394.8952 | 50.2987 | 27418.5031 | 0.40773 | 8.2641e-05 | 0.31773
752 | 2.125 | 0.065 | 1.4232 | 2.5678 | 6 | 19440 | 29.1302 | 149.8665 | 473071.6593 | 0.01213 | 137.8277 | 7.1485 | 192924.7133 | 0.40781 | 4.1801e-07 | 0.00073453
2946 | 0.5 | 0.049 | 2.7665 | 2.3512 | 8 | 25920 | 18.3404 | 43.1783 | 95831.7497 | 0.069483 | 185.7598 | 35.1719 | 39210.6931 | 0.40916 | 1.8287e-05 | 0.21576
417 | 1.375 | 0.049 | 2.0895 | 2.5102 | 6 | 19440 | 27.7479 | 94.8624 | 292211.0684 | 0.020388 | 149.8904 | 11.5214 | 119700.3178 | 0.40964 | 1.1808e-06 | 0.0041768
301 | 0.6875 | 0.065 | 2.8735 | 1.41 | 4 | 12960 | 13.5187 | 17.9073 | 49729.478 | 0.44132 | 1622.2884 | 67.44 | 20449.501 | 0.41121 | 0.00036885 | 0.088056
618 | 0.875 | 0.049 | 1.9132 | 1.9201 | 6 | 19440 | 16.7835 | 46.268 | 115820.8479 | 0.084427 | 394.9953 | 28.9419 | 47651.1596 | 0.41142 | 2.0249e-05 | 0.018981
609 | 0.875 | 0.12 | 2.9331 | 2.3654 | 6 | 19440 | 24.9437 | 56.9559 | 168015.9092 | 0.039219 | 183.4895 | 19.9427 | 69153.7917 | 0.41159 | 4.3696e-06 | 0.061725
2927 | 1.375 | 0.049 | 1.2525 | 2.6677 | 8 | 25920 | 22.4734 | 134.3424 | 318928.0827 | 0.016916 | 124.3665 | 10.4874 | 131502.5763 | 0.41233 | 1.0839e-06 | 0.0025643
2853 | 1 | 0.035 | 1.7953 | 1.992 | 6 | 19440 | 17.8926 | 54.8241 | 140474.4662 | 0.064565 | 345.2239 | 23.7976 | 57951.7486 | 0.41254 | 1.1842e-05 | 0.0098148
2924 | 0.3125 | 0.028 | 2.8676 | 1.4857 | 6 | 19440 | 9.6702 | 12.9163 | 25115.0343 | 0.73753 | 1232.3517 | 133.084 | 10362.7387 | 0.41261 | 0.0015453 | 0.9704
1827 | 1.5 | 0.095 | 2.6884 | 1.4647 | 3 | 9720 | 19.9133 | 30.3154 | 116434.3046 | 0.16627 | 1333.5575 | 28.6957 | 48059.9483 | 0.41276 | 3.9269e-05 | 0.0055104
1976 | 0.28125 | 0.028 | 2.8141 | 1.6207 | 7 | 22680 | 9.9194 | 14.7683 | 26968.6502 | 0.53745 | 808.2344 | 123.8352 | 11136.6964 | 0.41295 | 0.00095735 | 1.4303
1398 | 1.75 | 0.065 | 2.9069 | 1.6234 | 3 | 9720 | 24.7343 | 39.1476 | 166677.0948 | 0.086581 | 810.1529 | 20.0182 | 68893.0392 | 0.41333 | 1.0648e-05 | 0.002891
2052 | 3 | 0.065 | 2.5013 | 2.7105 | 4 | 12960 | 47.2196 | 148.89 | 709713.8119 | 0.0074112 | 118.8811 | 4.6999 | 293433.8695 | 0.41345 | 1.0402e-07 | 0.00041005
833 | 0.4375 | 0.049 | 1.549 | 1.5312 | 7 | 22680 | 8.7055 | 21.6188 | 37421.9065 | 0.45264 | 1058.8517 | 89.1317 | 15472.7829 | 0.41347 | 0.00067904 | 0.24724
689 | 0.375 | 0.01 | 1.1807 | 1.3489 | 7 | 22680 | 6.1992 | 16.3683 | 24060.4167 | 1.0719 | 2149.249 | 138.5926 | 9950.8557 | 0.41358 | 0.003808 | 0.15512
924 | 2.5 | 0.065 | 2.749 | 1.8762 | 3 | 9720 | 32.8976 | 64.5138 | 312702.5678 | 0.032838 | 438.9589 | 10.6559 | 129422.9384 | 0.41389 | 1.5317e-06 | 0.00082885
2528 | 2.375 | 0.065 | 1.5205 | 2.8921 | 6 | 19440 | 34.4967 | 188.6014 | 621897.3878 | 0.0076461 | 97.098 | 5.3536 | 257607.2101 | 0.41423 | 1.6608e-07 | 0.00053877
2849 | 1 | 0.049 | 0.93222 | 1.9824 | 8 | 25920 | 12.8416 | 72.6899 | 138068.502 | 0.066328 | 354.6501 | 24.0854 | 57259.3796 | 0.41472 | 1.6664e-05 | 0.0061321
2190 | 3 | 0.065 | 0.89371 | 2.4559 | 6 | 19440 | 25.9923 | 202.2914 | 599050.94 | 0.010316 | 165.4729 | 5.5508 | 248453.8423 | 0.41475 | 3.023e-07 | 0.00015383
2295 | 0.6875 | 0.065 | 2.193 | 2.5042 | 8 | 25920 | 19.8581 | 63.1511 | 141938.6858 | 0.042139 | 154.9044 | 23.3772 | 58994.1246 | 0.41563 | 6.726e-06 | 0.062833
2934 | 2.375 | 0.065 | 0.63774 | 1.8584 | 6 | 19440 | 15.3258 | 121.2585 | 289063.9261 | 0.036258 | 460.435 | 11.4659 | 120279.2183 | 0.4161 | 3.7346e-06 | 0.00025043
2531 | 1.25 | 0.035 | 2.4402 | 1.7139 | 4 | 12960 | 20.0706 | 39.3591 | 130330.1033 | 0.096701 | 646.3204 | 25.3985 | 54299.0416 | 0.41663 | 1.771e-05 | 0.0063242
1388 | 2 | 0.12 | 1.3509 | 2.0269 | 5 | 16200 | 22.0633 | 92.851 | 284937.272 | 0.030748 | 328.8104 | 11.6133 | 118753.0006 | 0.41677 | 2.2381e-06 | 0.0011175
2899 | 1 | 0.065 | 2.07 | 2.9918 | 8 | 25920 | 26.7136 | 109.6077 | 273275.727 | 0.016529 | 88.3809 | 12.1035 | 113943.2683 | 0.41695 | 1.0349e-06 | 0.014024
1205 | 0.28125 | 0.028 | 2.2061 | 1.5023 | 7 | 22680 | 8.095 | 13.702 | 22592.4965 | 0.79288 | 1192.3528 | 145.759 | 9461.6104 | 0.41879 | 0.0020836 | 1.1982
2086 | 3 | 0.065 | 2.3506 | 1.9257 | 3 | 9720 | 33.7172 | 79.4208 | 384229.7436 | 0.025294 | 405.7324 | 8.563 | 161054.3095 | 0.41916 | 9.0874e-07 | 0.00039465
2119 | 1.25 | 0.065 | 1.5318 | 1.737 | 5 | 16200 | 16.0662 | 49.8139 | 132419.9746 | 0.092193 | 616.184 | 24.8257 | 55551.9238 | 0.41951 | 2.0121e-05 | 0.005067
1387 | 2.5 | 0.065 | 2.1519 | 2.9829 | 5 | 16200 | 42.4688 | 170.6534 | 666933.8221 | 0.0068032 | 90.9404 | 4.9179 | 280429.4731 | 0.42048 | 1.0957e-07 | 0.0006364
2576 | 0.625 | 0.083 | 1.4974 | 1.7603 | 7 | 22680 | 11.4597 | 35.3905 | 68140.3891 | 0.17366 | 580.3528 | 48.0641 | 28693.2636 | 0.42109 | 9.9955e-05 | 0.094318
2986 | 1.5 | 0.049 | 1.9128 | 2.5962 | 6 | 19440 | 27.7115 | 107.0082 | 318376.5624 | 0.017704 | 141.9932 | 10.2792 | 134165.7679 | 0.42141 | 8.904e-07 | 0.0028713
246 | 1.5 | 0.12 | 1.2423 | 2.8608 | 8 | 25920 | 24.1947 | 157.1348 | 373086.9331 | 0.01296 | 103.9406 | 8.7641 | 157359.0123 | 0.42178 | 6.3615e-07 | 0.0029012
1168 | 1.75 | 0.065 | 1.8402 | 2.2492 | 5 | 16200 | 26.0149 | 90.1602 | 291446.2642 | 0.024712 | 231.2289 | 11.2165 | 122954.3163 | 0.42188 | 1.4456e-06 | 0.0018199
2153 | 2.125 | 0.065 | 2.4487 | 2.2634 | 4 | 12960 | 33.196 | 88.1408 | 357486.1422 | 0.01992 | 226.3379 | 9.1436 | 150828.128 | 0.42191 | 7.5152e-07 | 0.0012489
668 | 2.25 | 0.065 | 2.1155 | 2.7908 | 5 | 16200 | 37.7466 | 143.7265 | 535515.3231 | 0.0093815 | 112.8649 | 6.1021 | 226006.8282 | 0.42204 | 2.0836e-07 | 0.0008868
1049 | 2.25 | 0.065 | 1.5328 | 2.9001 | 6 | 19440 | 33.0121 | 179.1785 | 564747.5598 | 0.0083844 | 100.8696 | 5.7621 | 239342.4465 | 0.4238 | 1.9971e-07 | 0.00064945
1383 | 1.375 | 0.035 | 1.2377 | 2.7439 | 8 | 25920 | 22.2247 | 138.1757 | 315594.5185 | 0.016347 | 120.1869 | 10.3103 | 133761.2592 | 0.42384 | 1.0122e-06 | 0.0023266
1616 | 0.4375 | 0.049 | 2.6831 | 1.6852 | 6 | 19440 | 12.2099 | 20.4051 | 43283.5497 | 0.30335 | 709.6265 | 75.1651 | 18347.8224 | 0.4239 | 0.00026142 | 0.38923
2389 | 0.6875 | 0.065 | 1.2026 | 1.6894 | 7 | 22680 | 10.2962 | 37.3516 | 68132.4385 | 0.19154 | 704.1215 | 47.735 | 28891.0632 | 0.42404 | 0.0001216 | 0.039393
2675 | 0.5 | 0.028 | 2.4598 | 2.0126 | 7 | 22680 | 14.5965 | 32.3858 | 67888.3516 | 0.13088 | 349.8939 | 47.8481 | 28822.751 | 0.42456 | 5.6769e-05 | 0.13416
742 | 1.25 | 0.049 | 1.539 | 2.5191 | 7 | 22680 | 21.9985 | 100.9584 | 248629.5871 | 0.02382 | 159.2066 | 13.0601 | 105597.35 | 0.42472 | 1.8805e-06 | 0.0043367
1325 | 2.125 | 0.065 | 1.0353 | 2.7107 | 7 | 22680 | 24.9455 | 184.5293 | 476079.3183 | 0.011047 | 125.5203 | 6.8187 | 202253.4888 | 0.42483 | 4.0447e-07 | 0.00054309
1997 | 2.125 | 0.065 | 2.9135 | 1.8287 | 3 | 9720 | 29.7818 | 53.4799 | 241597.1219 | 0.044938 | 510.598 | 13.4342 | 102656.9029 | 0.42491 | 2.8684e-06 | 0.0015005
1923 | 1.375 | 0.035 | 1.8103 | 1.2569 | 3 | 9720 | 12.8563 | 23.8836 | 71265.5759 | 0.49152 | 3613.6471 | 45.4272 | 30358.828 | 0.426 | 0.00034315 | 0.003736
2485 | 1.25 | 0.049 | 2.5071 | 1.776 | 4 | 12960 | 20.5797 | 40.7804 | 133431.2785 | 0.086887 | 580.7224 | 24.1953 | 56999.2397 | 0.42718 | 1.4297e-05 | 0.0071275
1262 | 1.25 | 0.035 | 0.60656 | 1.8741 | 8 | 25920 | 10.7199 | 85.8628 | 146736.5938 | 0.070147 | 468.8402 | 21.9666 | 62782.2703 | 0.42786 | 1.8638e-05 | 0.0017801
848 | 0.375 | 0.049 | 1.0252 | 1.4557 | 8 | 25920 | 6.1631 | 20.1468 | 27365.6687 | 0.72142 | 1446.5101 | 117.7423 | 11712.9928 | 0.42802 | 0.0019713 | 0.36441
1545 | 1.375 | 0.049 | 1.6967 | 2.8288 | 7 | 22680 | 26.3635 | 124.6613 | 324678.4577 | 0.015153 | 111.4023 | 9.9173 | 139061.1976 | 0.4283 | 7.6096e-07 | 0.0034096
162 | 2.125 | 0.065 | 0.81517 | 2.8095 | 8 | 25920 | 22.5955 | 218.5474 | 495416.9079 | 0.010036 | 114.032 | 6.4946 | 212346.6723 | 0.42862 | 3.8151e-07 | 0.00043269
2506 | 2.375 | 0.065 | 0.69106 | 2.3461 | 7 | 22680 | 18.9849 | 178.5056 | 411356.9241 | 0.016248 | 206.3345 | 7.8195 | 176369.5483 | 0.42875 | 8.7498e-07 | 0.00026183
2482 | 1.75 | 0.065 | 2.9854 | 2.3111 | 4 | 12960 | 33.3243 | 74.1442 | 295494.7596 | 0.023223 | 217.299 | 10.8811 | 126744.2697 | 0.42892 | 1.0214e-06 | 0.002883
456 | 0.6875 | 0.065 | 1.549 | 1.9012 | 7 | 22680 | 12.8371 | 42.0111 | 83030.5026 | 0.12024 | 442.0053 | 38.7196 | 35617.9937 | 0.42897 | 4.7917e-05 | 0.048007
91 | 1.75 | 0.065 | 1.4226 | 2.0138 | 5 | 16200 | 20.4458 | 80.7437 | 232077.1786 | 0.038238 | 357.7993 | 13.8287 | 99728.1602 | 0.42972 | 3.4614e-06 | 0.0014491
599 | 3 | 0.065 | 1.2568 | 1.476 | 3 | 9720 | 18.7143 | 60.9129 | 219721.5889 | 0.08603 | 1379.997 | 14.6013 | 94451.8482 | 0.42987 | 1.0513e-05 | 0.00022568
1578 | 3 | 0.065 | 2.8239 | 2.1785 | 3 | 9720 | 40.2085 | 89.8218 | 455407.5849 | 0.016763 | 268.8972 | 7.0444 | 195775.8448 | 0.42989 | 3.9915e-07 | 0.00046776
1109 | 1.5 | 0.049 | 1.0393 | 2.2931 | 7 | 22680 | 18.1063 | 110.2627 | 248564.5833 | 0.027992 | 224.5031 | 12.901 | 106899.8232 | 0.43007 | 2.5968e-06 | 0.0016469
2673 | 1.25 | 0.065 | 1.3836 | 2.0445 | 6 | 19440 | 17.291 | 70.2856 | 170096.0365 | 0.050641 | 338.4652 | 18.8452 | 73181.2311 | 0.43023 | 7.2852e-06 | 0.0045199
1430 | 0.625 | 0.065 | 2.9797 | 2.5097 | 7 | 22680 | 21.3435 | 50.3793 | 120823.3215 | 0.049325 | 164.8373 | 26.5138 | 52014.9483 | 0.4305 | 8.0636e-06 | 0.12364
2006 | 0.25 | 0.01 | 1.6752 | 1.3666 | 7 | 22680 | 5.9438 | 11.114 | 15495.6747 | 1.5839 | 2117.1881 | 206.4392 | 6680.4924 | 0.43112 | 0.0083142 | 0.85051
2684 | 3 | 0.065 | 0.91547 | 2.6141 | 6 | 19440 | 26.5893 | 215.3123 | 612143.4102 | 0.0091056 | 146.0606 | 5.2148 | 264460.3323 | 0.43202 | 2.3554e-07 | 0.00015719
1169 | 0.875 | 0.035 | 1.3641 | 2.0244 | 7 | 22680 | 14.2088 | 56.8703 | 115911.2383 | 0.075771 | 354.4993 | 27.5331 | 50089.4034 | 0.43214 | 1.9028e-05 | 0.012113
558 | 1.375 | 0.049 | 1.5237 | 1.508 | 4 | 12960 | 14.2473 | 38.1008 | 104341.7399 | 0.16973 | 1247.8519 | 30.5496 | 45143.4102 | 0.43265 | 5.4559e-05 | 0.0033558
124 | 0.4375 | 0.049 | 1.4626 | 1.7588 | 8 | 25920 | 9.2775 | 28.3238 | 45206.932 | 0.26229 | 613.5733 | 70.4988 | 19562.265 | 0.43273 | 0.00026059 | 0.22867
2754 | 2.5 | 0.065 | 0.70935 | 2.0868 | 6 | 19440 | 17.6917 | 143.2927 | 347514.0811 | 0.023822 | 318.4354 | 9.1651 | 150474.232 | 0.433 | 1.6121e-06 | 0.00023028
1094 | 1 | 0.049 | 2.6331 | 2.5649 | 6 | 19440 | 25.5534 | 70.5398 | 196475.3449 | 0.029262 | 156.4637 | 16.1787 | 85242.6671 | 0.43386 | 2.4325e-06 | 0.015513
708 | 2.125 | 0.065 | 2.634 | 1.7782 | 3 | 9720 | 27.0667 | 52.0081 | 220508.7758 | 0.052431 | 595.7297 | 14.4042 | 95744.1931 | 0.4342 | 3.9047e-06 | 0.0013695
719 | 0.3125 | 0.028 | 2.3233 | 1.6524 | 7 | 22680 | 9.2214 | 16.7062 | 28104.8963 | 0.49068 | 819.8799 | 112.2308 | 12288.2054 | 0.43723 | 0.00079796 | 0.79782
2878 | 1.375 | 0.065 | 2.6301 | 1.4704 | 3 | 9720 | 18.01 | 27.9116 | 97166.4436 | 0.19683 | 1447.0852 | 32.3926 | 42575.0137 | 0.43817 | 5.5028e-05 | 0.0061491
1085 | 1.25 | 0.035 | 1.5772 | 2.6534 | 7 | 22680 | 22.5079 | 106.3291 | 254059.65 | 0.021418 | 143.1531 | 12.3874 | 111332.3478 | 0.43821 | 1.5204e-06 | 0.0040255
1278 | 1.375 | 0.065 | 0.76657 | 1.9405 | 7 | 22680 | 12.7205 | 85.5746 | 164693.0431 | 0.058082 | 427.0233 | 19.1066 | 72180.1393 | 0.43827 | 1.1181e-05 | 0.0019143
1861 | 3 | 0.065 | 0.81416 | 2.4987 | 6 | 19440 | 23.8099 | 205.8132 | 551191.278 | 0.010891 | 174.7055 | 5.7028 | 241829.9175 | 0.43874 | 3.3698e-07 | 0.00014154
1939 | 0.4375 | 0.049 | 1.7654 | 1.4789 | 6 | 19440 | 8.5384 | 17.9295 | 31541.2923 | 0.59558 | 1393.23 | 99.6379 | 13841.2748 | 0.43883 | 0.0010077 | 0.28363
807 | 1 | 0.065 | 1.2808 | 2.1267 | 7 | 22680 | 15.1397 | 68.2431 | 140409.1079 | 0.056871 | 304.087 | 22.3737 | 61640.1183 | 0.439 | 1.072e-05 | 0.0094111
1914 | 0.28125 | 0.028 | 2.0142 | 1.515 | 7 | 22680 | 7.5193 | 13.8168 | 21211.6006 | 0.82359 | 1238.5401 | 148.0285 | 9316.549 | 0.43922 | 0.0022481 | 1.125
876 | 1.375 | 0.065 | 1.1917 | 2.0389 | 6 | 19440 | 16.4595 | 77.0854 | 178748.3688 | 0.048449 | 356.1958 | 17.5541 | 78563.6366 | 0.43952 | 6.6682e-06 | 0.002828
880 | 0.75 | 0.083 | 2.5268 | 1.8023 | 5 | 16200 | 15.9165 | 31.0797 | 78768.3076 | 0.14237 | 570.9496 | 39.828 | 34626.8161 | 0.4396 | 4.7987e-05 | 0.067954
1055 | 1 | 0.12 | 1.2768 | 1.2706 | 4 | 12960 | 9.2594 | 23.4172 | 51576.7735 | 0.64458 | 3446.5262 | 60.6897 | 22724.0428 | 0.44059 | 0.00078687 | 0.01818
1581 | 1.375 | 0.049 | 1.5421 | 1.5417 | 4 | 12960 | 14.4021 | 38.9464 | 105378.5183 | 0.15763 | 1158.8676 | 29.6379 | 46532.1019 | 0.44157 | 4.7055e-05 | 0.0033891
426 | 1.375 | 0.035 | 2.4237 | 1.4338 | 3 | 9720 | 16.7129 | 27.2199 | 90647.2798 | 0.22882 | 1682.3222 | 34.4392 | 40044.9171 | 0.44177 | 7.4373e-05 | 0.0047521
1198 | 2 | 0.12 | 2.1338 | 1.5895 | 3 | 9720 | 20.9878 | 43.7839 | 163100.5158 | 0.09357 | 1000.6287 | 19.131 | 72088.0774 | 0.44199 | 1.2436e-05 | 0.0017768
415 | 0.875 | 0.049 | 0.78488 | 1.6381 | 7 | 22680 | 8.8025 | 46.0536 | 75567.2285 | 0.18657 | 872.8979 | 41.2832 | 33406.1999 | 0.44207 | 0.00011537 | 0.0090984
2694 | 1.5 | 0.12 | 2.9415 | 2.8347 | 5 | 16200 | 35.0972 | 97.3802 | 332801.6367 | 0.014735 | 118.1831 | 9.3556 | 147411.2331 | 0.44294 | 5.1402e-07 | 0.0066251
1915 | 1.75 | 0.065 | 0.75141 | 2.1788 | 7 | 22680 | 15.5042 | 122.2099 | 251155.4507 | 0.030388 | 284.3456 | 12.3969 | 111247.1396 | 0.44294 | 3.0605e-06 | 0.00080014
375 | 0.875 | 0.065 | 0.95246 | 1.7695 | 7 | 22680 | 10.3667 | 49.7327 | 87240.4705 | 0.13402 | 627.0098 | 35.6876 | 38644.0569 | 0.44296 | 5.9527e-05 | 0.012428
123 | 0.4375 | 0.049 | 2.2028 | 1.3838 | 5 | 16200 | 8.8195 | 14.0194 | 27033.6372 | 0.86721 | 2028.643 | 115.1516 | 11976.5194 | 0.44302 | 0.0017804 | 0.35006
2997 | 1.25 | 0.12 | 1.7359 | 2.8367 | 7 | 22680 | 24.6246 | 113.664 | 276625.6832 | 0.017707 | 118.3509 | 11.2289 | 122817.849 | 0.44399 | 1.0392e-06 | 0.0081662
1136 | 0.5 | 0.12 | 2.8141 | 2.2365 | 7 | 22680 | 16.4863 | 35.9691 | 75946.7639 | 0.095803 | 256.1271 | 40.7971 | 33804.242 | 0.4451 | 3.0419e-05 | 1.2763
2087 | 0.875 | 0.12 | 2.873 | 2.5801 | 6 | 19440 | 24.463 | 62.11 | 164941.5452 | 0.034521 | 161.5095 | 18.7218 | 73663.4488 | 0.4466 | 3.3854e-06 | 0.060596
2062 | 2.125 | 0.065 | 0.66317 | 1.6183 | 5 | 16200 | 12.2144 | 78.792 | 175253.8414 | 0.083032 | 943.429 | 17.6049 | 78337.1721 | 0.44699 | 1.6321e-05 | 0.00039185
911 | 1.75 | 0.065 | 0.99355 | 2.1394 | 6 | 19440 | 17.3748 | 102.8842 | 239205.9844 | 0.03301 | 308.8813 | 12.8977 | 106926.8962 | 0.44701 | 3.0956e-06 | 0.0010373
1646 | 0.28125 | 0.028 | 1.6833 | 1.6215 | 8 | 25920 | 7.2479 | 16.8606 | 23497.965 | 0.61604 | 926.4188 | 131.2573 | 10506.9619 | 0.44714 | 0.0014375 | 0.95415
2459 | 0.4375 | 0.049 | 2.6474 | 2.0644 | 7 | 22680 | 13.8323 | 29.0858 | 56550.8702 | 0.14946 | 349.6393 | 54.4983 | 25305.6613 | 0.44748 | 7.404e-05 | 0.37361
1450 | 2.125 | 0.065 | 0.80803 | 1.7642 | 5 | 16200 | 14.56 | 85.8826 | 205616.6207 | 0.057254 | 650.5367 | 14.981 | 92057.407 | 0.44771 | 7.7603e-06 | 0.00045973
2313 | 1.75 | 0.065 | 2.8479 | 1.7323 | 3 | 9720 | 24.2622 | 41.7604 | 163657.2524 | 0.075071 | 702.4524 | 18.8109 | 73314.4933 | 0.44798 | 8.005e-06 | 0.0028387
236 | 0.75 | 0.065 | 2.147 | 2.4443 | 7 | 22680 | 18.6539 | 58.8515 | 127784.4603 | 0.048747 | 195.4865 | 24.0565 | 57328.1215 | 0.44863 | 7.8757e-06 | 0.044276
14 | 0.6875 | 0.065 | 2.1037 | 2.3147 | 7 | 22680 | 16.9049 | 51.1093 | 106881.3787 | 0.064029 | 235.3719 | 28.7278 | 48006.3148 | 0.44916 | 1.3588e-05 | 0.061798
1975 | 0.4375 | 0.049 | 2.7917 | 1.5307 | 5 | 16200 | 10.7828 | 15.489 | 32266.0596 | 0.52541 | 1229.0805 | 94.7481 | 14555.6001 | 0.45111 | 0.00065352 | 0.41782
2132 | 0.21875 | 0.035 | 2.8649 | 1.8106 | 8 | 25920 | 9.1167 | 14.6669 | 22260.6373 | 0.49858 | 583.1559 | 137.3201 | 10043.0704 | 0.45116 | 0.00094156 | 6.1108
2649 | 0.6875 | 0.065 | 1.8132 | 1.5458 | 5 | 16200 | 10.9748 | 24.474 | 51508.0965 | 0.32004 | 1176.4543 | 59.3314 | 23244.2595 | 0.45127 | 0.00024247 | 0.058372
658 | 0.375 | 0.049 | 2.5047 | 1.3902 | 5 | 16200 | 8.6331 | 12.0976 | 22745.9595 | 1.0137 | 2032.4904 | 134.1224 | 10282.5146 | 0.45206 | 0.0024325 | 0.77541
2831 | 1 | 0.035 | 2.5788 | 2.1679 | 5 | 16200 | 21.1266 | 49.7382 | 136762.6351 | 0.056328 | 301.1827 | 22.3028 | 61835.8383 | 0.45214 | 7.5113e-06 | 0.01376
1081 | 0.5 | 0.028 | 2.9367 | 2.7443 | 8 | 25920 | 19.378 | 50.3683 | 100888.7619 | 0.051124 | 136.6791 | 30.2291 | 45622.1734 | 0.4522 | 9.9e-06 | 0.15264
2228 | 1.75 | 0.065 | 0.63131 | 2.0525 | 7 | 22680 | 13.262 | 115.1354 | 217691.9649 | 0.039267 | 367.4254 | 14.0026 | 98489.9916 | 0.45243 | 5.1103e-06 | 0.00069353
2218 | 2.125 | 0.065 | 0.82752 | 2.595 | 7 | 22680 | 20.2354 | 176.6654 | 390717.4338 | 0.014436 | 164.0307 | 7.8 | 176810.3108 | 0.45253 | 6.9074e-07 | 0.00044571
1348 | 0.6875 | 0.065 | 2.8436 | 2.7478 | 7 | 22680 | 22.3316 | 60.6392 | 138699.1188 | 0.037114 | 136.4299 | 21.9361 | 62869.7525 | 0.45328 | 4.5651e-06 | 0.080194
1925 | 2.375 | 0.065 | 1.5446 | 1.5246 | 3 | 9720 | 18.2485 | 49.8454 | 169903.3648 | 0.10094 | 1281.7886 | 17.8933 | 77074.3814 | 0.45364 | 1.4471e-05 | 0.00058877
1283 | 0.625 | 0.035 | 2.7066 | 2.9815 | 8 | 25920 | 22.1004 | 68.3362 | 142694.9049 | 0.03182 | 106.3382 | 21.2948 | 64762.9091 | 0.45386 | 3.8352e-06 | 0.070745
2769 | 0.625 | 0.083 | 2.7422 | 2.565 | 7 | 22680 | 19.7598 | 51.4869 | 112382.036 | 0.051154 | 170.9482 | 26.9649 | 51144.8035 | 0.4551 | 8.6726e-06 | 0.15556
259 | 1.25 | 0.049 | 2.5482 | 2.4433 | 5 | 16200 | 25.7478 | 69.996 | 206142.1741 | 0.03024 | 202.117 | 14.7003 | 93815.2501 | 0.4551 | 2.1649e-06 | 0.0070473
2534 | 1.375 | 0.049 | 2.1821 | 2.9343 | 6 | 19440 | 28.9114 | 110.8607 | 303906.1463 | 0.015305 | 112.5205 | 9.9679 | 138356.1194 | 0.45526 | 6.6541e-07 | 0.004344
2580 | 3 | 0.065 | 2.7005 | 1.482 | 2 | 6480 | 26.1694 | 40.8329 | 200978.6698 | 0.092885 | 1489.9416 | 15.0549 | 91606.015 | 0.4558 | 8.1697e-06 | 0.00046447
2743 | 1.5 | 0.095 | 1.4899 | 2.4908 | 6 | 19440 | 21.9121 | 102.6699 | 254786.0761 | 0.023687 | 189.9811 | 11.8712 | 116173.4704 | 0.45596 | 1.5939e-06 | 0.0030145
1273 | 0.625 | 0.02 | 2.4045 | 2.0385 | 6 | 19440 | 15.2177 | 35.1306 | 75575.4519 | 0.11463 | 383.0737 | 39.9925 | 34484.3675 | 0.45629 | 3.7328e-05 | 0.053963
2268 | 0.4375 | 0.049 | 2.4109 | 1.462 | 5 | 16200 | 9.5132 | 14.8017 | 28882.4788 | 0.67427 | 1577.3043 | 104.6234 | 13181.705 | 0.45639 | 0.0010763 | 0.374
410 | 0.875 | 0.049 | 2.4829 | 2.9486 | 7 | 22680 | 24.653 | 82.7511 | 193849.3733 | 0.023818 | 111.4357 | 15.5777 | 88531.2837 | 0.4567 | 1.8802e-06 | 0.02334
338 | 2 | 0.12 | 1.4487 | 1.8284 | 4 | 12960 | 19.138 | 67.0558 | 199438.2139 | 0.054456 | 582.3459 | 15.121 | 91205.2103 | 0.45731 | 5.6162e-06 | 0.0012222
1530 | 0.875 | 0.12 | 2.6598 | 2.0727 | 5 | 16200 | 19.2104 | 41.6398 | 109453.7948 | 0.076626 | 358.4997 | 27.5291 | 50096.5468 | 0.4577 | 1.39e-05 | 0.057904
649 | 0.28125 | 0.028 | 2.5315 | 1.712 | 7 | 22680 | 9.0715 | 15.5899 | 24934.8498 | 0.50677 | 762.0921 | 120.7306 | 11423.0776 | 0.45812 | 0.00085116 | 1.3224
2757 | 3 | 0.065 | 1.3755 | 2.8532 | 5 | 16200 | 32.92 | 195.8554 | 625814.0309 | 0.0077575 | 124.4362 | 4.81 | 286717.0367 | 0.45815 | 1.4246e-07 | 0.00023141
1673 | 3 | 0.065 | 0.70446 | 2.436 | 6 | 19440 | 20.8008 | 200.656 | 485201.4287 | 0.012913 | 207.1272 | 6.2034 | 222316.1088 | 0.45819 | 4.7366e-07 | 0.00012459
2209 | 2.25 | 0.065 | 2.4517 | 2.5805 | 4 | 12960 | 35.1033 | 106.3606 | 399428.7329 | 0.014252 | 171.4605 | 7.5314 | 183115.7235 | 0.45844 | 3.8469e-07 | 0.0010335
2354 | 0.125 | 0.028 | 2.0486 | 1.3591 | 8 | 25920 | 4.598 | 6.3938 | 7215.0447 | 3.4726 | 2320.9806 | 416.3717 | 3312.2211 | 0.45907 | 0.045677 | 74.8636
1371 | 3 | 0.065 | 1.8797 | 2.6209 | 4 | 12960 | 35.8524 | 143.9739 | 543523.3748 | 0.010212 | 163.8121 | 5.5229 | 249706.7879 | 0.45942 | 1.9751e-07 | 0.00031403
1076 | 1.5 | 0.12 | 0.83805 | 2.5788 | 8 | 25920 | 16.8022 | 141.6607 | 265007.609 | 0.021504 | 172.4732 | 11.3093 | 121945.3456 | 0.46016 | 1.7516e-06 | 0.0020607
2089 | 1.375 | 0.035 | 1.4699 | 1.9592 | 5 | 16200 | 16.877 | 61.7622 | 152453.5966 | 0.061526 | 452.3384 | 19.6456 | 70199.8649 | 0.46047 | 8.9614e-06 | 0.0028772
2772 | 2.125 | 0.065 | 1.8167 | 2.7637 | 5 | 16200 | 30.8927 | 134.4356 | 417042.1044 | 0.012232 | 138.9785 | 7.1785 | 192118.7511 | 0.46067 | 3.5418e-07 | 0.00093245
2144 | 2.375 | 0.065 | 1.587 | 2.1128 | 4 | 12960 | 24.4527 | 91.9463 | 298346.5279 | 0.0271 | 344.1425 | 10.0089 | 137789.1426 | 0.46184 | 1.3909e-06 | 0.00058155
2627 | 1.25 | 0.12 | 2.8611 | 1.5238 | 3 | 9720 | 17.8274 | 26.3055 | 87498.8012 | 0.19631 | 1312.0385 | 34.1026 | 40440.2138 | 0.46218 | 5.4736e-05 | 0.014063
1441 | 0.875 | 0.035 | 1.7348 | 1.722 | 5 | 16200 | 13.0427 | 34.6241 | 76578.3766 | 0.16273 | 761.3343 | 38.9633 | 35395.2217 | 0.46221 | 6.2688e-05 | 0.015685
2869 | 1 | 0.035 | 1.3899 | 1.9919 | 6 | 19440 | 14.1851 | 54.8205 | 113372.4299 | 0.08001 | 427.808 | 26.3114 | 52415.0471 | 0.46233 | 1.8186e-05 | 0.0079212
1184 | 0.4375 | 0.049 | 1.6641 | 1.5127 | 6 | 19440 | 8.1334 | 18.3346 | 30246.0422 | 0.58019 | 1357.2234 | 98.6042 | 13986.3766 | 0.46242 | 0.00095627 | 0.27199
2773 | 1.375 | 0.035 | 0.7427 | 2.3399 | 8 | 25920 | 13.9265 | 117.8581 | 204384.4594 | 0.032853 | 241.5385 | 14.5888 | 94532.4276 | 0.46252 | 4.0883e-06 | 0.0015067
491 | 2 | 0.065 | 2.4393 | 1.7743 | 3 | 9720 | 23.7807 | 48.8529 | 183516.7307 | 0.063315 | 677.0818 | 16.1998 | 85131.5575 | 0.46389 | 5.6941e-06 | 0.0015688
1472 | 3 | 0.065 | 2.7919 | 2.3658 | 3 | 9720 | 39.7694 | 97.5259 | 450592.348 | 0.01462 | 234.5143 | 6.5921 | 209205.7443 | 0.46429 | 3.036e-07 | 0.00046282
974 | 0.75 | 0.035 | 1.6459 | 1.5856 | 5 | 16200 | 10.8824 | 27.3655 | 55768.2457 | 0.27548 | 1104.7395 | 53.2243 | 25911.3828 | 0.46463 | 0.00017966 | 0.026174
1204 | 2.375 | 0.065 | 0.8699 | 2.4492 | 6 | 19440 | 20.3677 | 159.7496 | 376598.1231 | 0.016485 | 209.3399 | 7.8752 | 175120.9753 | 0.46501 | 7.7199e-07 | 0.00032626
512 | 2.375 | 0.065 | 1.7058 | 2.2139 | 4 | 12960 | 26.1727 | 96.3367 | 318253.6808 | 0.023289 | 295.7506 | 9.3124 | 148093.7381 | 0.46533 | 1.0272e-06 | 0.00062036
2785 | 1.375 | 0.035 | 1.2311 | 1.8223 | 5 | 16200 | 14.3745 | 57.4584 | 131492.2951 | 0.083212 | 611.7757 | 22.5346 | 61199.764 | 0.46542 | 1.6392e-05 | 0.0024816
2310 | 0.5 | 0.049 | 2.2276 | 2.1187 | 7 | 22680 | 13.3581 | 34.0838 | 62607.4941 | 0.12845 | 343.4189 | 47.3225 | 29142.9171 | 0.46549 | 5.4688e-05 | 0.18411
2582 | 1.75 | 0.065 | 1.9262 | 2.0112 | 4 | 12960 | 22.0247 | 64.5465 | 199126.8127 | 0.044682 | 418.0938 | 14.874 | 92719.9483 | 0.46563 | 3.7811e-06 | 0.0019428
310 | 0.75 | 0.035 | 1.8932 | 2.0298 | 6 | 19440 | 14.4595 | 41.9408 | 86533.7668 | 0.10096 | 404.8853 | 34.1742 | 40355.456 | 0.46636 | 2.8958e-05 | 0.028204
2139 | 0.625 | 0.035 | 1.9347 | 2.2177 | 7 | 22680 | 14.3754 | 44.5398 | 83681.7261 | 0.088292 | 295.0584 | 35.3014 | 39066.8456 | 0.46685 | 2.5837e-05 | 0.054188
814 | 1.75 | 0.065 | 2.0174 | 1.5365 | 3 | 9720 | 17.6176 | 37.0603 | 121156.1525 | 0.13842 | 1295.198 | 24.3659 | 56600.2298 | 0.46717 | 2.7214e-05 | 0.0021015
2339 | 0.3125 | 0.028 | 2.1897 | 1.9602 | 8 | 25920 | 9.8188 | 22.5853 | 33939.4753 | 0.27607 | 461.2923 | 86.899 | 15870.3305 | 0.46761 | 0.00028869 | 0.73764
214 | 2.25 | 0.065 | 2.0773 | 2.4107 | 4 | 12960 | 29.9685 | 99.3761 | 343125.3218 | 0.018587 | 223.6114 | 8.5852 | 160638.221 | 0.46816 | 6.5428e-07 | 0.00088782
158 | 0.4375 | 0.049 | 1.8294 | 1.3557 | 5 | 16200 | 7.5747 | 13.739 | 23716.0495 | 1.0664 | 2494.6816 | 124.1854 | 11105.2938 | 0.46826 | 0.0026923 | 0.3071
2856 | 1.25 | 0.065 | 0.9553 | 1.8812 | 6 | 19440 | 12.3951 | 64.688 | 125359.3636 | 0.081441 | 544.3245 | 23.4809 | 58733.4563 | 0.46852 | 1.8842e-05 | 0.0033311
1240 | 2.25 | 0.065 | 1.8009 | 2.9082 | 5 | 16200 | 32.3524 | 149.7656 | 461581.2609 | 0.010214 | 122.8863 | 6.3714 | 216452.3583 | 0.46894 | 2.47e-07 | 0.00076436
1333 | 1.375 | 0.035 | 1.4044 | 2.8601 | 7 | 22680 | 22.0767 | 126.0411 | 274409.3502 | 0.017626 | 129.5883 | 10.711 | 128756.59 | 0.46921 | 1.0297e-06 | 0.0026423
2027 | 0.6875 | 0.065 | 2.1392 | 1.7164 | 5 | 16200 | 12.6826 | 27.1549 | 58660.3942 | 0.2141 | 787.0324 | 50.103 | 27525.5816 | 0.46924 | 0.00010852 | 0.066477
1266 | 1 | 0.035 | 1.3452 | 1.9964 | 6 | 19440 | 13.7761 | 54.9444 | 110382.9522 | 0.081804 | 437.4013 | 26.5831 | 51879.4683 | 0.47 | 1.9011e-05 | 0.0077123
1885 | 0.3125 | 0.083 | 2.6448 | 2.1181 | 8 | 25920 | 11.5528 | 24.3899 | 39221.041 | 0.20516 | 342.8088 | 74.7491 | 18449.9269 | 0.47041 | 0.00015943 | 8.0104
1641 | 2.375 | 0.065 | 2.3672 | 1.9354 | 3 | 9720 | 27.1799 | 63.2259 | 247433.563 | 0.038873 | 493.6526 | 11.8385 | 116494.458 | 0.47081 | 2.1464e-06 | 0.00085744
1251 | 2.375 | 0.065 | 2.3017 | 1.9164 | 3 | 9720 | 26.4689 | 62.6064 | 241262.1445 | 0.040695 | 516.7865 | 12.0885 | 114085.1465 | 0.47287 | 2.3523e-06 | 0.00083606
1389 | 0.28125 | 0.028 | 2.0616 | 1.6311 | 7 | 22680 | 7.6616 | 14.8618 | 21553.0597 | 0.66144 | 994.6867 | 135.2419 | 10197.3933 | 0.47313 | 0.00145 | 1.1431
1533 | 2.375 | 0.065 | 1.4704 | 2.0909 | 4 | 12960 | 22.764 | 90.9969 | 278801.3577 | 0.029581 | 375.6473 | 10.4306 | 132218.2703 | 0.47424 | 1.6572e-06 | 0.00054346
312 | 0.28125 | 0.028 | 2.5681 | 1.784 | 7 | 22680 | 9.1812 | 16.2379 | 25197.9387 | 0.45543 | 684.8865 | 115.2325 | 11968.1068 | 0.47496 | 0.00068744 | 1.3364
128 | 3 | 0.065 | 2.2211 | 1.4073 | 2 | 6480 | 21.7853 | 38.786 | 168930.3119 | 0.13075 | 2097.3165 | 17.1756 | 80295.0606 | 0.47531 | 1.6188e-05 | 0.00039041
1403 | 2.375 | 0.065 | 2.3758 | 1.9598 | 3 | 9720 | 27.2739 | 64.0222 | 248250.1137 | 0.037759 | 479.4977 | 11.6817 | 118057.2572 | 0.47556 | 2.0251e-06 | 0.00086027
111 | 0.625 | 0.049 | 0.74902 | 1.718 | 8 | 25920 | 7.1835 | 39.4542 | 51825.4302 | 0.24178 | 807.973 | 55.8129 | 24709.603 | 0.47679 | 0.00022141 | 0.031605
2706 | 0.1875 | 0.028 | 2.7127 | 1.3719 | 6 | 19440 | 6.1269 | 7.2366 | 10212.508 | 2.3686 | 2374.5983 | 283.2204 | 4869.4069 | 0.47681 | 0.015937 | 9.5201
2800 | 1.375 | 0.035 | 2.8823 | 2.9341 | 5 | 16200 | 31.6757 | 92.4069 | 276409.5225 | 0.016829 | 123.728 | 10.4632 | 131806.7387 | 0.47685 | 6.7048e-07 | 0.0052166
2653 | 0.25 | 0.083 | 2.5817 | 1.4445 | 6 | 19440 | 7.3778 | 10.0861 | 15902.6178 | 1.2729 | 1701.5687 | 181.7466 | 7588.1209 | 0.47716 | 0.0046031 | 66.777
2270 | 0.1875 | 0.049 | 1.171 | 1.3399 | 8 | 25920 | 4.1529 | 9.3688 | 10009.1734 | 2.6448 | 2651.5881 | 288.7384 | 4776.3479 | 0.4772 | 0.026496 | 24.4592
154 | 2.375 | 0.065 | 0.9463 | 2.6481 | 6 | 19440 | 22.0269 | 172.7039 | 405403.5657 | 0.013466 | 171.0038 | 7.1259 | 193535.4084 | 0.47739 | 5.1513e-07 | 0.00035122
1745 | 0.125 | 0.028 | 2.5868 | 1.348 | 7 | 22680 | 4.9255 | 5.5725 | 6662.2687 | 3.8811 | 2593.973 | 433.0376 | 3184.7474 | 0.47803 | 0.049922 | 90.2896
2524 | 0.4375 | 0.049 | 2.1782 | 1.4642 | 5 | 16200 | 8.7375 | 14.8237 | 26815.27 | 0.72281 | 1690.8629 | 107.4775 | 12831.666 | 0.47852 | 0.0012368 | 0.34723
988 | 0.4375 | 0.049 | 2.1877 | 1.7378 | 6 | 19440 | 10.2279 | 21.0367 | 36944.6082 | 0.33005 | 772.0918 | 77.9724 | 17687.2302 | 0.47875 | 0.00030947 | 0.33222
198 | 2.375 | 0.065 | 1.6726 | 2.9535 | 5 | 16200 | 31.7457 | 160.5319 | 478446.5882 | 0.0096262 | 122.243 | 6.0203 | 229075.9232 | 0.47879 | 2.1937e-07 | 0.00059687
2224 | 1.25 | 0.065 | 0.8482 | 1.8246 | 6 | 19440 | 11.1709 | 62.744 | 114173.4449 | 0.095568 | 638.7471 | 25.2263 | 54669.6383 | 0.47883 | 2.5946e-05 | 0.0030339
1723 | 2.375 | 0.065 | 0.61051 | 2.5108 | 7 | 22680 | 16.9441 | 191.0269 | 370019.5133 | 0.016094 | 204.3745 | 7.7829 | 177199.2095 | 0.47889 | 8.5843e-07 | 0.00023551
2774 | 0.6875 | 0.065 | 2.7211 | 2.8801 | 7 | 22680 | 21.4331 | 63.5495 | 133431.462 | 0.035865 | 131.8386 | 21.5614 | 63962.2813 | 0.47936 | 4.2631e-06 | 0.077149
1316 | 0.625 | 0.083 | 1.8827 | 2.6148 | 8 | 25920 | 15.8225 | 59.9542 | 104451.6184 | 0.053342 | 178.2589 | 27.5295 | 50095.995 | 0.47961 | 1.0777e-05 | 0.11069
936 | 1.375 | 0.049 | 1.7325 | 1.7556 | 4 | 12960 | 15.9978 | 44.3274 | 116071.7857 | 0.10258 | 754.1581 | 24.7002 | 55834.1092 | 0.48103 | 1.9928e-05 | 0.003733
1104 | 2.5 | 0.065 | 0.75984 | 2.9272 | 7 | 22680 | 21.7408 | 234.3866 | 491764.9589 | 0.0094932 | 126.8981 | 5.8288 | 236602.8918 | 0.48113 | 2.9868e-07 | 0.00023941
829 | 3 | 0.065 | 0.97059 | 2.4913 | 5 | 16200 | 23.6636 | 171.0341 | 456652.9953 | 0.013211 | 211.9191 | 6.2735 | 219832.7944 | 0.4814 | 4.1319e-07 | 0.00016886
967 | 2.5 | 0.065 | 2.0525 | 2.6328 | 4 | 12960 | 32.7562 | 120.5514 | 415214.0555 | 0.013271 | 177.3941 | 6.8945 | 200031.8973 | 0.48176 | 3.3353e-07 | 0.00061907
545 | 1.375 | 0.035 | 2.2504 | 2.5805 | 5 | 16200 | 25.0545 | 81.2913 | 220949.6526 | 0.025764 | 189.4176 | 12.9495 | 106499.1039 | 0.48201 | 1.5714e-06 | 0.0041699
1216 | 1 | 0.065 | 1.2102 | 1.9503 | 6 | 19440 | 12.5422 | 53.6816 | 101362.4972 | 0.0934 | 499.4011 | 28.2029 | 48899.8426 | 0.48243 | 2.4782e-05 | 0.0092473
2742 | 2.25 | 0.065 | 2.9206 | 2.16 | 3 | 9720 | 31.5202 | 66.8396 | 270104.6611 | 0.028715 | 345.4595 | 10.5833 | 130310.9987 | 0.48245 | 1.1712e-06 | 0.0012425
1248 | 2.375 | 0.065 | 2.2778 | 2.7203 | 4 | 12960 | 34.4533 | 118.3318 | 414096.2733 | 0.01263 | 160.3878 | 6.9019 | 199817.1846 | 0.48254 | 3.0211e-07 | 0.00080718
395 | 0.21875 | 0.035 | 2.7765 | 1.9169 | 8 | 25920 | 8.8811 | 15.5169 | 21758.2162 | 0.45099 | 527.4964 | 131.2887 | 10504.45 | 0.48278 | 0.0007704 | 5.9729
1361 | 1 | 0.049 | 1.3926 | 1.7314 | 5 | 16200 | 12.0875 | 39.7602 | 81698.8132 | 0.15056 | 805.05 | 34.9063 | 39509.0803 | 0.48359 | 5.3666e-05 | 0.009289
2588 | 0.75 | 0.065 | 1.8057 | 2.8581 | 8 | 25920 | 17.9872 | 78.5835 | 141165.7226 | 0.0343 | 137.5516 | 20.1966 | 68284.5968 | 0.48372 | 4.4564e-06 | 0.037449
2074 | 0.3125 | 0.028 | 2.3225 | 1.8282 | 7 | 22680 | 9.2185 | 18.4644 | 28097.0708 | 0.38663 | 646.0252 | 101.1479 | 13634.6385 | 0.48527 | 0.00049543 | 0.7976
2945 | 1.25 | 0.12 | 0.66937 | 2.2402 | 8 | 25920 | 11.6772 | 102.6009 | 158399.0498 | 0.0458 | 306.1096 | 17.9274 | 76927.7626 | 0.48566 | 7.9452e-06 | 0.0035801
2082 | 2.25 | 0.065 | 1.5658 | 2.1645 | 4 | 12960 | 22.9528 | 89.2461 | 266197.528 | 0.029023 | 349.1652 | 10.6368 | 129655.6671 | 0.48707 | 1.5953e-06 | 0.00068877
2647 | 1.25 | 0.035 | 1.9498 | 2.8445 | 6 | 19440 | 23.7622 | 97.718 | 229227.4249 | 0.021279 | 142.2222 | 12.3468 | 111698.0345 | 0.48728 | 1.2863e-06 | 0.0049436
2564 | 1.5 | 0.12 | 2.3912 | 2.1829 | 4 | 12960 | 23.341 | 60.0612 | 180302.4808 | 0.042184 | 338.3348 | 15.6789 | 87960.0161 | 0.48785 | 3.3702e-06 | 0.0056082
324 | 2.375 | 0.065 | 2.1006 | 1.2762 | 2 | 6480 | 16.6825 | 27.8946 | 104206.114 | 0.31263 | 3970.072 | 27.1252 | 50842.5843 | 0.4879 | 9.2551e-05 | 0.0008125
1531 | 2 | 0.12 | 1.6937 | 2.7572 | 5 | 16200 | 27.2881 | 126.2382 | 348593.808 | 0.014688 | 157.0716 | 8.102 | 170219.8755 | 0.4883 | 5.1073e-07 | 0.0013672
1565 | 0.28125 | 0.028 | 1.1177 | 1.5334 | 8 | 25920 | 5.3087 | 15.9538 | 18182.0838 | 0.92774 | 1395.157 | 155.2801 | 8881.4706 | 0.48847 | 0.0032601 | 0.73829
11 | 0.21875 | 0.035 | 1.9436 | 1.686 | 8 | 25920 | 6.6595 | 13.6693 | 17021.7063 | 0.77055 | 901.2623 | 165.8649 | 8314.6894 | 0.48848 | 0.0022489 | 4.6727
1672 | 0.75 | 0.065 | 1.6968 | 2.3959 | 7 | 22680 | 15.052 | 57.6892 | 104745.9448 | 0.061532 | 246.756 | 26.9538 | 51165.8709 | 0.48848 | 1.2549e-05 | 0.036294
1954 | 2.375 | 0.065 | 0.92089 | 2.6861 | 6 | 19440 | 21.4749 | 175.1832 | 395820.4111 | 0.013481 | 171.191 | 7.1298 | 193430.0895 | 0.48868 | 5.1626e-07 | 0.00034291
1423 | 0.875 | 0.065 | 0.63826 | 1.8903 | 8 | 25920 | 8.2849 | 60.6761 | 81948.8805 | 0.12332 | 576.9633 | 34.3862 | 40106.6903 | 0.48941 | 5.7604e-05 | 0.0089382
378 | 0.09375 | 0.02 | 2.5057 | 1.3984 | 8 | 25920 | 4.3401 | 4.9751 | 5175.5744 | 4.3635 | 2187.3184 | 544.4608 | 2532.9927 | 0.48941 | 0.07212 | 194.4515
2510 | 1.75 | 0.065 | 1.3649 | 2.2886 | 5 | 16200 | 19.6768 | 91.7369 | 223879.6214 | 0.031186 | 291.8072 | 12.5518 | 109873.5407 | 0.49077 | 2.3023e-06 | 0.001398
2949 | 1.75 | 0.065 | 1.5581 | 1.9127 | 4 | 12960 | 18.0983 | 61.3927 | 165641.1645 | 0.059514 | 556.8846 | 16.9613 | 81309.4724 | 0.49088 | 6.7081e-06 | 0.0016161
1700 | 0.875 | 0.065 | 1.5872 | 1.7546 | 5 | 16200 | 12.0589 | 35.2765 | 71334.4202 | 0.16714 | 781.9724 | 39.3195 | 35074.5699 | 0.49169 | 6.6133e-05 | 0.019918
2502 | 0.875 | 0.065 | 2.9318 | 2.9611 | 6 | 19440 | 24.933 | 71.2547 | 167947.4526 | 0.027317 | 127.8037 | 16.6889 | 82636.5907 | 0.49204 | 2.1198e-06 | 0.032565
1876 | 0.6875 | 0.065 | 2.6031 | 2.907 | 7 | 22680 | 20.5677 | 64.1418 | 128357.3322 | 0.036756 | 135.1159 | 21.8296 | 63176.5256 | 0.49219 | 4.4776e-06 | 0.074215
620 | 0.4375 | 0.049 | 2.9594 | 2.851 | 8 | 25920 | 17.2613 | 45.801 | 79251.3245 | 0.061333 | 143.476 | 35.3309 | 39034.2892 | 0.49254 | 1.4249e-05 | 0.40087
1079 | 3 | 0.065 | 1.9744 | 2.9498 | 4 | 12960 | 37.5831 | 162.0192 | 568826.2326 | 0.0081119 | 130.1215 | 4.92 | 280309.9642 | 0.49279 | 1.2462e-07 | 0.00032865
2767 | 0.28125 | 0.028 | 1.3533 | 1.4687 | 7 | 22680 | 5.5363 | 13.3998 | 16455.151 | 1.1666 | 1754.3605 | 169.8106 | 8121.4932 | 0.49355 | 0.0045106 | 0.87271
2320 | 0.375 | 0.01 | 2.1854 | 2.272 | 8 | 25920 | 11.4678 | 31.3429 | 46754.5538 | 0.15128 | 303.3325 | 59.6992 | 23101.0566 | 0.49409 | 8.6686e-05 | 0.23079
2460 | 0.5 | 0.065 | 2.4503 | 2.7755 | 8 | 25920 | 16.4133 | 50.938 | 86440.5026 | 0.058623 | 156.7255 | 32.2864 | 42715.1112 | 0.49416 | 1.3017e-05 | 0.27119
1536 | 1.25 | 0.12 | 1.9042 | 2.2998 | 5 | 16200 | 19.6133 | 65.8965 | 159430.4892 | 0.043416 | 290.1805 | 17.4762 | 78913.8554 | 0.49497 | 4.4624e-06 | 0.0092247
2737 | 3 | 0.065 | 0.9888 | 2.6068 | 5 | 16200 | 24.0799 | 178.9557 | 464260.714 | 0.012061 | 193.4619 | 5.9983 | 229918.1267 | 0.49523 | 3.4435e-07 | 0.00017167
897 | 0.5 | 0.049 | 0.77962 | 1.6661 | 8 | 25920 | 6.2285 | 30.6493 | 36806.3203 | 0.36699 | 981.1244 | 75.6478 | 18230.7345 | 0.49532 | 0.00051013 | 0.082868
1070 | 0.5 | 0.12 | 1.7055 | 1.6902 | 6 | 19440 | 9.2735 | 23.3632 | 38734.152 | 0.33652 | 899.6717 | 71.8495 | 19194.4927 | 0.49554 | 0.00032171 | 0.88603
2249 | 2.5 | 0.065 | 1.986 | 2.6788 | 4 | 12960 | 31.7429 | 122.6543 | 402867.9872 | 0.013303 | 177.8213 | 6.9027 | 199793.2669 | 0.49593 | 3.3514e-07 | 0.00060066
1101 | 2.25 | 0.065 | 1.4383 | 1.5598 | 3 | 9720 | 16.272 | 48.3156 | 144706.3155 | 0.11107 | 1336.2909 | 19.2058 | 71807.306 | 0.49623 | 1.7524e-05 | 0.00066564
2283 | 0.6875 | 0.065 | 2.3117 | 1.8814 | 5 | 16200 | 13.5862 | 29.7483 | 62444.5995 | 0.16347 | 600.9174 | 44.5055 | 30987.5582 | 0.49624 | 6.3261e-05 | 0.070765
1817 | 0.75 | 0.049 | 1.4236 | 1.585 | 5 | 16200 | 9.6119 | 27.3549 | 49963.858 | 0.30781 | 1234.3832 | 55.6148 | 24797.631 | 0.49631 | 0.0002243 | 0.027745
1384 | 0.5 | 0.02 | 2.5766 | 2.8818 | 8 | 25920 | 17.1827 | 52.8822 | 90190.2148 | 0.053011 | 141.7236 | 30.801 | 44775.0175 | 0.49645 | 1.0644e-05 | 0.11844
1528 | 0.625 | 0.049 | 1.1728 | 1.8826 | 7 | 22680 | 9.2956 | 37.8375 | 56604.9453 | 0.18008 | 601.792 | 49.0433 | 28120.3398 | 0.49678 | 0.00010748 | 0.045087
477 | 0.3125 | 0.028 | 2.2754 | 1.8576 | 7 | 22680 | 9.0618 | 18.7581 | 27679.4009 | 0.37902 | 633.3184 | 100.2616 | 13755.1655 | 0.49695 | 0.00047613 | 0.78574
1419 | 1.375 | 0.035 | 1.3473 | 2.0408 | 5 | 16200 | 15.5921 | 64.328 | 141691.4235 | 0.061007 | 448.5261 | 19.569 | 70474.6541 | 0.49738 | 8.8109e-06 | 0.0026741
579 | 2.25 | 0.065 | 1.4448 | 2.7631 | 5 | 16200 | 26.2467 | 142.2999 | 377893.5336 | 0.013504 | 162.4576 | 7.3317 | 188102.2421 | 0.49777 | 4.3169e-07 | 0.00062578
1964 | 1.375 | 0.065 | 2.8173 | 2.3381 | 4 | 12960 | 25.0909 | 58.9734 | 177003.5311 | 0.037987 | 279.2811 | 15.6351 | 88206.2404 | 0.49833 | 2.7329e-06 | 0.0063009
227 | 2 | 0.065 | 1.3091 | 1.4308 | 3 | 9720 | 13.4468 | 39.4302 | 107975.205 | 0.19341 | 2068.3157 | 25.6009 | 53869.7259 | 0.49891 | 5.3135e-05 | 0.000923
884 | 0.875 | 0.035 | 2.2011 | 2.5711 | 6 | 19440 | 19.0867 | 61.8937 | 130552.9308 | 0.043864 | 205.2227 | 21.1579 | 65182.0628 | 0.49928 | 5.466e-06 | 0.01857
148 | 0.375 | 0.065 | 1.9715 | 1.3792 | 5 | 16200 | 7.1095 | 12.0036 | 19265.4061 | 1.2314 | 2469.1061 | 143.0859 | 9638.3693 | 0.50029 | 0.0035898 | 1.0732
2465 | 0.15625 | 0.049 | 2.1903 | 1.4021 | 7 | 22680 | 5.127 | 7.1912 | 8596.3625 | 2.6031 | 2174.8137 | 319.3629 | 4318.3323 | 0.50234 | 0.022459 | 183.4986
2921 | 0.1875 | 0.028 | 1.645 | 1.3953 | 7 | 22680 | 4.7665 | 8.5529 | 9739.1004 | 2.337 | 2342.9098 | 281.8537 | 4893.0187 | 0.50241 | 0.0181 | 6.6702
2595 | 2.375 | 0.065 | 2.3173 | 2.8978 | 4 | 12960 | 35.0262 | 126.0417 | 420727.3269 | 0.011268 | 143.0944 | 6.5185 | 211570.9329 | 0.50287 | 2.4047e-07 | 0.00082011
2070 | 0.375 | 0.01 | 2.6348 | 2.1962 | 7 | 22680 | 12.0164 | 26.5382 | 42664.4807 | 0.17628 | 353.4663 | 64.1973 | 21482.4387 | 0.50352 | 0.00010299 | 0.27507
506 | 0.75 | 0.049 | 2.302 | 1.5841 | 4 | 12960 | 12.0006 | 21.9081 | 48701.7447 | 0.31625 | 1268.2356 | 56.2291 | 24526.6985 | 0.50361 | 0.00018942 | 0.042256
2705 | 2 | 0.12 | 0.66713 | 2.1448 | 6 | 19440 | 13.6765 | 117.8526 | 219309.7262 | 0.035835 | 383.2159 | 12.4816 | 110492.0701 | 0.50382 | 3.6481e-06 | 0.0005973
1833 | 0.5 | 0.065 | 2.8796 | 2.2213 | 6 | 19440 | 14.6413 | 30.6469 | 58353.6834 | 0.12625 | 337.5165 | 46.8507 | 29436.4017 | 0.50445 | 4.5278e-05 | 0.32547
640 | 3 | 0.065 | 0.96656 | 2.0358 | 4 | 12960 | 19.1525 | 111.8748 | 299368.6702 | 0.029013 | 465.3947 | 9.1249 | 151137.1688 | 0.50485 | 1.5942e-06 | 0.00017296
2195 | 1.5 | 0.095 | 1.0008 | 2.7287 | 7 | 22680 | 17.4902 | 131.1724 | 240683.2838 | 0.021624 | 173.4352 | 11.3477 | 121532.9889 | 0.50495 | 1.5498e-06 | 0.0020921
1380 | 0.6875 | 0.065 | 1.6372 | 1.9779 | 6 | 19440 | 11.7685 | 37.4823 | 65798.5092 | 0.13983 | 513.9997 | 41.4849 | 33243.8277 | 0.50524 | 5.5541e-05 | 0.051782
2638 | 0.6875 | 0.065 | 1.766 | 2.8474 | 8 | 25920 | 16.2786 | 71.7819 | 117952.976 | 0.041287 | 151.773 | 23.1399 | 59598.9772 | 0.50528 | 6.4568e-06 | 0.052215
2147 | 0.125 | 0.02 | 2.7942 | 1.4506 | 7 | 22680 | 5.2021 | 5.983 | 6957.1848 | 2.8702 | 1918.3292 | 392.2596 | 3515.823 | 0.50535 | 0.027303 | 40.9421
2202 | 0.3125 | 0.049 | 1.9219 | 1.7542 | 7 | 22680 | 7.8832 | 17.7239 | 24538.3471 | 0.48617 | 812.3412 | 111.1278 | 12410.1677 | 0.50575 | 0.00078335 | 1.4243
2952 | 0.6875 | 0.065 | 2.1255 | 1.846 | 5 | 16200 | 12.6109 | 29.1924 | 58359.9341 | 0.18222 | 669.861 | 46.7006 | 29530.9845 | 0.50601 | 7.861e-05 | 0.066136
2136 | 0.6875 | 0.065 | 2.7554 | 2.0954 | 5 | 16200 | 15.911 | 33.1118 | 72180.9321 | 0.11379 | 418.2933 | 37.7461 | 36536.6077 | 0.50618 | 3.0653e-05 | 0.081799
799 | 2 | 0.065 | 2.744 | 2.0684 | 3 | 9720 | 26.5669 | 56.9205 | 203883.9766 | 0.041303 | 441.6867 | 13.3534 | 103278.1719 | 0.50655 | 2.4231e-06 | 0.0017429
1108 | 3 | 0.065 | 1.599 | 2.6976 | 4 | 12960 | 30.7182 | 148.1791 | 468460.9343 | 0.011314 | 181.4785 | 5.8115 | 237307.6947 | 0.50657 | 2.4241e-07 | 0.00027066
2777 | 0.3125 | 0.028 | 2.6829 | 2.358 | 8 | 25920 | 11.6979 | 27.1318 | 39662.7415 | 0.16704 | 279.1091 | 68.6369 | 20092.9017 | 0.50659 | 0.00010569 | 0.86203
1600 | 1.375 | 0.049 | 1.1183 | 2.3251 | 6 | 19440 | 15.5369 | 87.8786 | 169474.9252 | 0.040065 | 294.5557 | 16.0481 | 85936.5954 | 0.50708 | 4.56e-06 | 0.0024224
2463 | 0.75 | 0.035 | 1.8735 | 2.6536 | 7 | 22680 | 16.4657 | 63.874 | 113788.4189 | 0.047816 | 191.752 | 23.8664 | 57784.7214 | 0.50783 | 7.5777e-06 | 0.027247
632 | 0.75 | 0.049 | 1.6852 | 2.1081 | 6 | 19440 | 13.0328 | 43.553 | 78711.5831 | 0.10315 | 413.6454 | 34.4807 | 39996.777 | 0.50814 | 3.0225e-05 | 0.030353
2634 | 0.5 | 0.12 | 0.99634 | 1.6259 | 7 | 22680 | 6.7905 | 26.1974 | 34601.709 | 0.41544 | 1110.6588 | 78.3615 | 17599.4017 | 0.50863 | 0.00057201 | 0.58151
1425 | 2 | 0.12 | 2.6376 | 1.3402 | 2 | 6480 | 17.5548 | 24.6898 | 92003.35 | 0.28744 | 3073.8153 | 29.4319 | 46857.7963 | 0.50931 | 7.8236e-05 | 0.0022552
2064 | 0.75 | 0.065 | 1.8114 | 1.8003 | 5 | 16200 | 11.8281 | 31.0462 | 60089.15 | 0.18709 | 750.2634 | 45.0133 | 30637.9626 | 0.50988 | 8.2862e-05 | 0.040808
2983 | 2.25 | 0.065 | 1.1201 | 1.436 | 3 | 9720 | 12.9985 | 44.4976 | 117785.9184 | 0.17518 | 2107.4956 | 22.9252 | 60157.1568 | 0.51073 | 4.3589e-05 | 0.0005418
1831 | 0.5 | 0.049 | 0.76821 | 1.708 | 8 | 25920 | 6.159 | 31.4157 | 36467.6037 | 0.34847 | 931.6241 | 74.0173 | 18632.3438 | 0.51093 | 0.00045995 | 0.082105
1678 | 1 | 0.065 | 2.139 | 2.8034 | 6 | 19440 | 21.0348 | 77.0841 | 163444.4452 | 0.030523 | 163.2036 | 16.5135 | 83514.3917 | 0.51097 | 2.6466e-06 | 0.014911
600 | 0.4375 | 0.049 | 2.5036 | 2.3415 | 7 | 22680 | 13.1608 | 32.9657 | 54045.3169 | 0.12409 | 290.2805 | 49.8985 | 27638.4074 | 0.51139 | 5.1034e-05 | 0.35706
2619 | 0.21875 | 0.035 | 2.3194 | 1.2555 | 5 | 16200 | 5.3421 | 6.4583 | 8883.0269 | 3.9641 | 4636.545 | 303.1631 | 4549.0871 | 0.51211 | 0.0372 | 6.2426
1601 | 0.625 | 0.035 | 2.2072 | 2.225 | 6 | 19440 | 14.0903 | 38.3279 | 70424.4529 | 0.10429 | 348.512 | 38.2071 | 36095.7511 | 0.51255 | 3.0896e-05 | 0.062071
143 | 1 | 0.083 | 0.75265 | 1.6888 | 6 | 19440 | 8.3583 | 46.508 | 70777.9141 | 0.18454 | 986.7156 | 37.9641 | 36326.823 | 0.51325 | 9.6743e-05 | 0.0076463
1892 | 0.625 | 0.12 | 1.9541 | 2.9032 | 8 | 25920 | 16.3664 | 66.5467 | 107764.9204 | 0.043867 | 146.5973 | 24.9144 | 55354.1457 | 0.51366 | 7.2889e-06 | 0.23072
346 | 3 | 0.065 | 2.2088 | 2.3371 | 3 | 9720 | 31.7726 | 96.3463 | 362906.87 | 0.018542 | 297.4206 | 7.3941 | 186515.1653 | 0.51395 | 4.8832e-07 | 0.00037275
614 | 0.875 | 0.049 | 2.9349 | 1.4522 | 3 | 9720 | 13.217 | 17.6083 | 46504.2892 | 0.42785 | 2001.7433 | 57.6592 | 23918.3825 | 0.51433 | 0.00026002 | 0.030484
2277 | 2 | 0.065 | 1.9245 | 2.4223 | 4 | 12960 | 24.9395 | 88.7775 | 255983.8048 | 0.024712 | 264.2615 | 10.4734 | 131677.6118 | 0.5144 | 1.1565e-06 | 0.0012309
1497 | 2.125 | 0.065 | 0.75618 | 1.9749 | 5 | 16200 | 13.7204 | 96.1144 | 194748.668 | 0.047389 | 538.4427 | 13.7624 | 100209.1539 | 0.51456 | 5.3164e-06 | 0.00043543
2709 | 0.15625 | 0.049 | 1.611 | 1.3153 | 7 | 22680 | 4.1614 | 6.7573 | 7309.5867 | 3.9038 | 3261.4881 | 366.54 | 3762.5236 | 0.51474 | 0.050509 | 156.031
29 | 0.625 | 0.035 | 2.0692 | 1.7824 | 5 | 16200 | 11.3305 | 25.6458 | 48179.6743 | 0.23868 | 797.6252 | 55.598 | 24805.1007 | 0.51485 | 0.00013486 | 0.061149
1773 | 1.375 | 0.049 | 1.7864 | 1.9117 | 4 | 12960 | 16.4498 | 48.2512 | 119100.0105 | 0.08286 | 609.1866 | 22.4777 | 61354.9487 | 0.51515 | 1.3003e-05 | 0.0038304
2587 | 1 | 0.049 | 1.2313 | 2.9522 | 8 | 25920 | 16.4876 | 108.159 | 173604.8922 | 0.026547 | 141.9453 | 15.4082 | 89505.516 | 0.51557 | 2.6694e-06 | 0.0077103
455 | 0.6875 | 0.065 | 2.3301 | 2.4155 | 6 | 19440 | 16.1242 | 45.736 | 87688.9992 | 0.072482 | 266.4447 | 30.5028 | 45212.6913 | 0.5156 | 1.4925e-05 | 0.069009
1515 | 0.5 | 0.035 | 2.3576 | 2.0714 | 6 | 19440 | 12.2548 | 28.592 | 49630.9824 | 0.16919 | 452.3245 | 53.8885 | 25592.0084 | 0.51565 | 8.1319e-05 | 0.15175
2038 | 1.375 | 0.065 | 2.2778 | 2.829 | 5 | 16200 | 25.3421 | 89.1014 | 223358.4083 | 0.022024 | 161.9191 | 11.9701 | 115213.5117 | 0.51582 | 1.1483e-06 | 0.0050886
2590 | 0.15625 | 0.049 | 2.7049 | 1.3447 | 6 | 19440 | 5.3406 | 5.9437 | 7612.2502 | 3.4288 | 2864.5829 | 351.1865 | 3927.0163 | 0.51588 | 0.033398 | 221.1692
519 | 2 | 0.12 | 1.5243 | 2.7851 | 5 | 16200 | 24.7064 | 127.5139 | 317139.5882 | 0.015892 | 169.9513 | 8.4264 | 163665.5666 | 0.51607 | 5.9792e-07 | 0.0012438
963 | 0.3125 | 0.028 | 1.1072 | 1.4866 | 7 | 22680 | 5.1671 | 15.0477 | 17299.6746 | 1.0688 | 1785.9078 | 154.0468 | 8952.5743 | 0.5175 | 0.0037862 | 0.49109
2577 | 0.4375 | 0.049 | 2.557 | 1.3625 | 4 | 12960 | 8.2956 | 11.081 | 20510.0204 | 1.2103 | 2831.1439 | 129.863 | 10619.7672 | 0.51778 | 0.002774 | 0.41498
1074 | 0.625 | 0.028 | 1.7348 | 2.3762 | 7 | 22680 | 13.0429 | 47.7107 | 76578.9435 | 0.085368 | 285.2864 | 34.7544 | 39681.7975 | 0.51818 | 2.4154e-05 | 0.044885
704 | 0.21875 | 0.035 | 2.9362 | 2.1253 | 8 | 25920 | 9.3067 | 17.1847 | 22665.7996 | 0.35274 | 412.574 | 117.3713 | 11750.0165 | 0.5184 | 0.00047128 | 6.222
1716 | 0.4375 | 0.049 | 2.6125 | 2.4335 | 7 | 22680 | 13.6693 | 34.2526 | 55942.582 | 0.11219 | 262.4552 | 47.5448 | 29006.6508 | 0.51851 | 4.1719e-05 | 0.3696
364 | 1.375 | 0.035 | 2.1151 | 2.7317 | 5 | 16200 | 23.6373 | 86.0436 | 209079.0421 | 0.02485 | 182.695 | 12.72 | 108420.7518 | 0.51856 | 1.4618e-06 | 0.0039459
1326 | 2.125 | 0.065 | 1.4805 | 2.8663 | 5 | 16200 | 25.4498 | 139.4178 | 346583.9459 | 0.013909 | 158.0417 | 7.6565 | 180123.7598 | 0.51971 | 4.5801e-07 | 0.00077492
2568 | 1 | 0.035 | 0.7956 | 2.0618 | 7 | 22680 | 9.9635 | 66.1661 | 96264.1203 | 0.088021 | 470.6439 | 27.4961 | 50156.7779 | 0.52103 | 2.5678e-05 | 0.0049415
2720 | 1.5 | 0.12 | 2.6776 | 1.8064 | 3 | 9720 | 19.8393 | 37.3458 | 116028.5 | 0.096152 | 771.1799 | 22.7887 | 60517.5512 | 0.52157 | 1.3132e-05 | 0.006416
357 | 0.28125 | 0.028 | 2.4952 | 1.4132 | 5 | 16200 | 6.8236 | 9.2661 | 13959.2164 | 1.5598 | 2345.5998 | 189.2389 | 7287.6958 | 0.52207 | 0.0057594 | 1.4511
1904 | 0.375 | 0.049 | 1.948 | 2.2837 | 8 | 25920 | 10.3824 | 31.5027 | 42787.316 | 0.16381 | 328.4494 | 61.6679 | 22363.598 | 0.52267 | 0.00010164 | 0.56977
2664 | 0.1875 | 0.035 | 2.8054 | 1.9611 | 8 | 25920 | 7.8892 | 13.6292 | 16837.1811 | 0.55598 | 557.4017 | 156.6518 | 8803.6967 | 0.52287 | 0.0011709 | 13.8502
486 | 0.1875 | 0.049 | 1.8218 | 1.6496 | 8 | 25920 | 5.6407 | 11.4929 | 12728.0558 | 1.0882 | 1090.9364 | 206.7969 | 6668.9361 | 0.52396 | 0.0044851 | 31.1033
2360 | 0.625 | 0.028 | 1.6068 | 2.3195 | 7 | 22680 | 12.1895 | 46.5761 | 72030.173 | 0.094661 | 316.3398 | 36.5134 | 37770.076 | 0.52436 | 2.9698e-05 | 0.042219
2332 | 3 | 0.065 | 1.1434 | 2.3342 | 4 | 12960 | 22.3856 | 128.2416 | 346637.6439 | 0.019454 | 312.0608 | 7.5659 | 182281.4379 | 0.52586 | 7.1677e-07 | 0.00020027
1282 | 0.5 | 0.049 | 0.88066 | 1.8521 | 8 | 25920 | 6.8445 | 34.0503 | 39808.123 | 0.26525 | 709.1458 | 65.8227 | 20951.9827 | 0.52632 | 0.0002665 | 0.089626
1178 | 1.75 | 0.065 | 1.3105 | 2.4354 | 5 | 16200 | 18.951 | 97.6081 | 216141.4027 | 0.028999 | 271.3506 | 12.121 | 113778.6025 | 0.52641 | 1.9908e-06 | 0.0013496
204 | 0.3125 | 0.016 | 2.7963 | 1.8493 | 6 | 19440 | 9.4663 | 16.0329 | 24649.3031 | 0.42978 | 718.1277 | 106.2642 | 12978.1675 | 0.52651 | 0.00052473 | 0.66595
2957 | 0.28125 | 0.028 | 2.4183 | 1.6606 | 6 | 19440 | 7.6952 | 12.992 | 18543.1328 | 0.73447 | 1104.5067 | 141.2562 | 9763.2206 | 0.52651 | 0.0015324 | 1.3386
2423 | 1.375 | 0.049 | 2.0448 | 2.7319 | 5 | 16200 | 22.9002 | 86.0504 | 202904.9423 | 0.025603 | 188.2309 | 12.9047 | 106869.5203 | 0.5267 | 1.5518e-06 | 0.0041764
1739 | 1.5 | 0.12 | 0.97667 | 1.9321 | 5 | 16200 | 12.6394 | 66.431 | 127591.4221 | 0.075653 | 606.7637 | 20.5076 | 67248.939 | 0.52706 | 1.3549e-05 | 0.00254
1804 | 2.5 | 0.065 | 0.94887 | 2.4877 | 5 | 16200 | 19.5519 | 142.3535 | 317925.125 | 0.019022 | 254.2702 | 8.2262 | 167648.6152 | 0.52732 | 8.5657e-07 | 0.00030337
1313 | 0.75 | 0.065 | 0.80019 | 2.1153 | 8 | 25920 | 8.793 | 58.2058 | 73955.575 | 0.10908 | 437.4397 | 35.3406 | 39023.4833 | 0.52766 | 4.507e-05 | 0.019619
750 | 2.5 | 0.065 | 1.5578 | 1.8098 | 3 | 9720 | 19.2821 | 62.2382 | 188290.0029 | 0.059005 | 788.744 | 13.862 | 99488.7571 | 0.52838 | 4.9453e-06 | 0.00049908
641 | 0.75 | 0.065 | 0.96576 | 2.3112 | 8 | 25920 | 10.3069 | 63.5818 | 85022.5544 | 0.080702 | 323.6303 | 30.6945 | 44930.3403 | 0.52845 | 2.4669e-05 | 0.022555
2515 | 0.5 | 0.049 | 2.4243 | 2.1554 | 6 | 19440 | 12.56 | 29.743 | 50746.5419 | 0.15345 | 410.2488 | 51.4252 | 26817.8947 | 0.52847 | 6.6894e-05 | 0.20312
170 | 0.875 | 0.049 | 2.6511 | 2.4601 | 5 | 16200 | 19.152 | 49.3872 | 109142.4634 | 0.056459 | 264.1486 | 23.9098 | 57679.83 | 0.52848 | 7.5463e-06 | 0.025756
2232 | 0.09375 | 0.02 | 2.4632 | 1.4849 | 8 | 25920 | 4.2914 | 5.2716 | 5131.1221 | 3.6163 | 1812.7467 | 508.0559 | 2714.4949 | 0.52903 | 0.049534 | 192.7814
1962 | 0.15625 | 0.049 | 1.4816 | 1.4625 | 8 | 25920 | 4.2984 | 8.5381 | 8562.5443 | 2.272 | 1898.1239 | 304.1057 | 4534.9864 | 0.52963 | 0.019552 | 139.9384
1132 | 0.25 | 0.083 | 1.8036 | 1.8312 | 8 | 25920 | 6.9735 | 16.9246 | 20218.4159 | 0.53535 | 715.6261 | 128.6546 | 10719.5148 | 0.53019 | 0.0010856 | 47.756
2977 | 0.625 | 0.083 | 2.3441 | 1.9366 | 5 | 16200 | 12.6397 | 27.8488 | 53164.1323 | 0.18069 | 603.8388 | 48.9211 | 28190.6122 | 0.53026 | 7.7292e-05 | 0.14423
2126 | 3 | 0.065 | 0.74536 | 1.8883 | 4 | 12960 | 15.1071 | 103.777 | 240225.324 | 0.042164 | 676.3469 | 10.8023 | 127668.802 | 0.53145 | 3.367e-06 | 0.00013879
797 | 1 | 0.049 | 1.6195 | 2.5291 | 6 | 19440 | 16.2845 | 69.5571 | 128719.3419 | 0.045712 | 244.4195 | 20.1559 | 68422.283 | 0.53156 | 5.9362e-06 | 0.010163
1065 | 0.6875 | 0.065 | 1.8782 | 2.6803 | 7 | 22680 | 15.2515 | 59.1547 | 97186.7443 | 0.055093 | 202.5225 | 26.6947 | 51662.523 | 0.53158 | 1.006e-05 | 0.056192
1966 | 2.375 | 0.065 | 2.1709 | 2.9971 | 4 | 12960 | 32.9058 | 130.3562 | 396184.1789 | 0.011371 | 144.4006 | 6.5483 | 210607.1047 | 0.53159 | 2.4488e-07 | 0.00077226
1058 | 0.6875 | 0.065 | 1.9549 | 1.8703 | 5 | 16200 | 11.7174 | 29.5742 | 54618.2978 | 0.18927 | 695.7685 | 47.486 | 29042.5463 | 0.53174 | 8.4808e-05 | 0.061896
1092 | 0.4375 | 0.049 | 2.2252 | 2.7005 | 8 | 25920 | 13.3453 | 43.393 | 62553.0005 | 0.084582 | 197.8621 | 41.4405 | 33279.4371 | 0.53202 | 2.7098e-05 | 0.31641
152 | 0.75 | 0.065 | 2.565 | 2.7797 | 6 | 19440 | 19.0665 | 57.3691 | 111791.828 | 0.045222 | 181.3481 | 23.1818 | 59491.2413 | 0.53216 | 5.8095e-06 | 0.052723
1587 | 0.875 | 0.049 | 1.5525 | 1.509 | 4 | 12960 | 9.7572 | 24.3276 | 47252.4293 | 0.37405 | 1749.9946 | 54.7857 | 25172.9059 | 0.53273 | 0.00026497 | 0.017423
2511 | 2.25 | 0.065 | 2.0128 | 1.9744 | 3 | 9720 | 22.1812 | 61.1128 | 193302.7947 | 0.047765 | 574.6425 | 13.3868 | 103020.2098 | 0.53295 | 3.2407e-06 | 0.00088918
2929 | 3 | 0.065 | 2.6187 | 1.6806 | 2 | 6480 | 25.4215 | 46.2819 | 195511.3169 | 0.067615 | 1084.5944 | 13.2315 | 104229.3029 | 0.53311 | 4.3292e-06 | 0.00045184
538 | 2.5 | 0.065 | 2.2045 | 1.4189 | 2 | 6480 | 18.274 | 32.6165 | 119385.3492 | 0.17989 | 2404.7003 | 21.668 | 63647.5835 | 0.53313 | 3.0645e-05 | 0.00071199
1674 | 0.6875 | 0.065 | 0.96749 | 2.2429 | 8 | 25920 | 9.5855 | 56.5803 | 73103.1321 | 0.09902 | 363.9976 | 35.3779 | 38982.3948 | 0.53325 | 3.7138e-05 | 0.032361
2951 | 0.5 | 0.02 | 1.8547 | 1.9265 | 6 | 19440 | 9.9559 | 26.6045 | 41228.3113 | 0.23553 | 629.6686 | 62.715 | 21990.2082 | 0.53338 | 0.00015759 | 0.096252
2305 | 2.5 | 0.065 | 1.8023 | 2.7776 | 4 | 12960 | 28.9428 | 127.1697 | 368753.7133 | 0.013726 | 183.478 | 7.0107 | 196715.2171 | 0.53346 | 3.568e-07 | 0.0005498
358 | 0.21875 | 0.035 | 2.3648 | 1.5116 | 6 | 19440 | 6.2063 | 9.2506 | 12041.4808 | 1.4605 | 1708.3006 | 214.537 | 6428.3323 | 0.53385 | 0.0060599 | 5.8765
95 | 0.625 | 0.02 | 1.5617 | 2.3408 | 7 | 22680 | 11.8887 | 47.0024 | 70427.1098 | 0.095277 | 318.3984 | 36.6483 | 37631.0458 | 0.53433 | 3.0086e-05 | 0.036945
1569 | 1.75 | 0.065 | 2.7585 | 2.0504 | 3 | 9720 | 23.5464 | 49.3946 | 159078.3541 | 0.053846 | 503.8432 | 16.2081 | 85088.1542 | 0.53488 | 4.1183e-06 | 0.0027592
1181 | 0.1875 | 0.02 | 2.6533 | 1.5031 | 6 | 19440 | 6.025 | 7.9114 | 10072.8194 | 1.7752 | 1779.7512 | 255.9107 | 5389.0493 | 0.53501 | 0.0089526 | 5.9319
1176 | 0.25 | 0.01 | 2.193 | 2.0717 | 8 | 25920 | 8.1604 | 19.1239 | 23110.416 | 0.36325 | 485.5688 | 111.5387 | 12364.46 | 0.53502 | 0.0004998 | 0.97117
242 | 0.6875 | 0.065 | 1.6965 | 1.766 | 5 | 16200 | 10.3635 | 27.9355 | 48947.7742 | 0.23995 | 882.048 | 52.6126 | 26212.6559 | 0.53552 | 0.0001363 | 0.05547
4 | 1.375 | 0.035 | 1.5054 | 2.3575 | 5 | 16200 | 17.2491 | 74.2835 | 155570.4455 | 0.042601 | 313.2022 | 16.5333 | 83414.6332 | 0.53619 | 4.2963e-06 | 0.002936
2771 | 2.5 | 0.065 | 1.7667 | 2.766 | 4 | 12960 | 28.4006 | 126.6432 | 362147.2016 | 0.014067 | 188.0436 | 7.0965 | 194336.7557 | 0.53662 | 3.7478e-07 | 0.00053995
582 | 0.15625 | 0.035 | 1.1428 | 1.4066 | 8 | 25920 | 3.653 | 8.2186 | 7579.57 | 2.9196 | 2439.1691 | 339.0253 | 4067.8835 | 0.53669 | 0.032286 | 25.7707
2491 | 0.875 | 0.035 | 1.1598 | 2.8033 | 8 | 25920 | 13.849 | 89.8953 | 129401.4665 | 0.038557 | 180.3912 | 19.8531 | 69465.9671 | 0.53683 | 5.631e-06 | 0.010353
65 | 1.25 | 0.12 | 1.0315 | 2.2648 | 6 | 19440 | 13.2655 | 77.8411 | 133312.7827 | 0.053357 | 356.6221 | 19.2702 | 71567.3089 | 0.53684 | 8.0878e-06 | 0.0053566
2196 | 0.3125 | 0.049 | 2.6623 | 2.5122 | 8 | 25920 | 11.6195 | 28.8949 | 39424.1532 | 0.15091 | 252.1565 | 65.1358 | 21172.9087 | 0.53705 | 8.6261e-05 | 1.752
816 | 0.875 | 0.065 | 2.3978 | 2.3759 | 5 | 16200 | 17.4634 | 47.7033 | 100141.5928 | 0.065299 | 305.5056 | 25.615 | 53840.2044 | 0.53764 | 1.0094e-05 | 0.027961
1317 | 3 | 0.065 | 2.0474 | 2.3631 | 3 | 9720 | 29.558 | 97.4156 | 338624.2059 | 0.019492 | 312.6713 | 7.5729 | 182111.629 | 0.5378 | 5.3968e-07 | 0.00034781
2050 | 1.25 | 0.049 | 2.4858 | 1.6489 | 3 | 9720 | 15.6821 | 28.4507 | 77697.1663 | 0.17844 | 1192.6596 | 32.9791 | 41817.8182 | 0.53822 | 4.5229e-05 | 0.0073784
734 | 2.5 | 0.065 | 1.9835 | 2.9827 | 4 | 12960 | 31.704 | 136.5492 | 402394.9646 | 0.011277 | 150.7415 | 6.3567 | 216953.2132 | 0.53915 | 2.4084e-07 | 0.00059995
1018 | 1.25 | 0.083 | 1.9698 | 2.607 | 5 | 16200 | 20.2384 | 74.6751 | 164189.7404 | 0.034099 | 227.9033 | 15.5737 | 88554.0114 | 0.53934 | 2.7525e-06 | 0.0071597
2229 | 0.28125 | 0.028 | 2.9494 | 2.1794 | 7 | 22680 | 10.3252 | 19.7973 | 27941.8712 | 0.27301 | 410.5518 | 91.4452 | 15081.3274 | 0.53974 | 0.00024702 | 1.4819
543 | 2.5 | 0.065 | 1.0682 | 2.7428 | 5 | 16200 | 21.8254 | 156.9302 | 352549.4626 | 0.014643 | 195.7398 | 7.2385 | 190524.4693 | 0.54042 | 5.0761e-07 | 0.00033641
2424 | 0.28125 | 0.028 | 1.0976 | 1.4906 | 7 | 22680 | 4.7692 | 13.5972 | 14615.1941 | 1.2547 | 1886.899 | 174.5815 | 7899.5494 | 0.5405 | 0.0052179 | 0.77513
1005 | 1.25 | 0.049 | 2.5178 | 1.6664 | 3 | 9720 | 15.865 | 28.7499 | 78532.9383 | 0.17192 | 1149.0665 | 32.4782 | 42462.7976 | 0.5407 | 4.1983e-05 | 0.0074577
140 | 0.6875 | 0.065 | 2.2568 | 2.5206 | 6 | 19440 | 15.6633 | 47.717 | 85372.6628 | 0.069306 | 254.7684 | 29.851 | 46200.038 | 0.54116 | 1.3645e-05 | 0.067187
63 | 0.75 | 0.083 | 1.4378 | 2.4894 | 7 | 22680 | 12.9796 | 59.9341 | 91490.077 | 0.066024 | 264.7685 | 27.8537 | 49512.774 | 0.54118 | 1.4447e-05 | 0.04027
699 | 1.75 | 0.065 | 0.69752 | 2.2357 | 6 | 19440 | 12.6378 | 107.508 | 178607.558 | 0.040764 | 381.4357 | 14.2507 | 96775.5459 | 0.54183 | 4.7206e-06 | 0.00077449
169 | 0.75 | 0.083 | 1.8368 | 1.9305 | 5 | 16200 | 11.9731 | 33.2791 | 60751.5124 | 0.15915 | 638.2235 | 41.8531 | 32951.3297 | 0.5424 | 5.9962e-05 | 0.052411
2061 | 0.4375 | 0.049 | 1.3124 | 2.1402 | 8 | 25920 | 8.4763 | 34.4274 | 41790.4883 | 0.18882 | 441.6965 | 60.7581 | 22698.4569 | 0.54315 | 0.00013504 | 0.21139
1562 | 0.375 | 0.083 | 2.8692 | 2.9149 | 8 | 25920 | 14.594 | 40.1612 | 58180.8794 | 0.080754 | 161.9201 | 43.5607 | 31659.6284 | 0.54416 | 2.4701e-05 | 2.3906
2979 | 0.4375 | 0.049 | 2.3256 | 1.6892 | 5 | 16200 | 9.2289 | 17.0745 | 28124.7727 | 0.46413 | 1085.7262 | 90.0606 | 15313.1988 | 0.54447 | 0.00050996 | 0.36419
264 | 2.25 | 0.065 | 0.92755 | 2.4142 | 5 | 16200 | 17.3788 | 124.3523 | 256347.2616 | 0.024818 | 298.5787 | 9.874 | 139671.1325 | 0.54485 | 1.4582e-06 | 0.0004245
1918 | 0.375 | 0.028 | 1.9657 | 2.0911 | 7 | 22680 | 9.3399 | 25.2769 | 34104.7397 | 0.24177 | 484.7707 | 74.1497 | 18599.0683 | 0.54535 | 0.00019373 | 0.33724
21 | 0.875 | 0.035 | 1.6083 | 2.424 | 6 | 19440 | 14.3437 | 58.3629 | 100215.2572 | 0.063046 | 294.9664 | 25.2302 | 54661.2551 | 0.54544 | 1.1292e-05 | 0.014255
1793 | 0.5 | 0.028 | 1.0798 | 1.8334 | 7 | 22680 | 7.2359 | 29.5186 | 36501.1987 | 0.29575 | 790.6705 | 69.2347 | 19919.4263 | 0.54572 | 0.00028989 | 0.072132
2395 | 1.375 | 0.049 | 2.5196 | 2.4563 | 4 | 12960 | 22.5955 | 61.9473 | 160281.8366 | 0.038543 | 283.3716 | 15.7529 | 87546.7665 | 0.54621 | 2.8135e-06 | 0.0051548
104 | 0.4375 | 0.049 | 0.70612 | 1.6903 | 8 | 25920 | 5.2425 | 27.2289 | 28000.728 | 0.46544 | 1088.7899 | 90.1654 | 15295.3968 | 0.54625 | 0.00082055 | 0.14163
1466 | 0.5 | 0.12 | 1.9329 | 2.3573 | 7 | 22680 | 11.7863 | 37.9017 | 55904.9258 | 0.11857 | 316.9886 | 45.139 | 30552.6333 | 0.54651 | 4.6594e-05 | 0.93953
1603 | 0.1875 | 0.02 | 1.143 | 1.367 | 7 | 22680 | 3.7623 | 8.3829 | 8133.3022 | 3.0143 | 3021.9719 | 310.1709 | 4446.3073 | 0.54668 | 0.030113 | 3.519
1052 | 0.3125 | 0.065 | 1.4439 | 1.9296 | 8 | 25920 | 6.9774 | 22.2349 | 25285.0265 | 0.38279 | 639.6032 | 99.6894 | 13834.1172 | 0.54713 | 0.000555 | 2.1444
1586 | 0.875 | 0.049 | 2.5158 | 1.9284 | 4 | 12960 | 14.8951 | 31.0382 | 69161.6021 | 0.14012 | 655.5594 | 36.4455 | 37840.4879 | 0.54713 | 3.7184e-05 | 0.025502
551 | 0.125 | 0.035 | 1.8078 | 1.3524 | 7 | 22680 | 3.8867 | 5.5904 | 5554.8723 | 4.5956 | 3071.5748 | 453.2689 | 3042.5986 | 0.54774 | 0.069998 | 186.4812
39 | 0.375 | 0.028 | 2.6437 | 1.3693 | 4 | 12960 | 7.5194 | 9.5704 | 16161.5108 | 1.5076 | 3022.9086 | 155.7736 | 8853.3285 | 0.5478 | 0.0043046 | 0.48942
1692 | 2.5 | 0.065 | 0.95085 | 2.6125 | 5 | 16200 | 19.5898 | 149.4817 | 318501.8818 | 0.017519 | 234.1768 | 7.9037 | 174490.2815 | 0.54785 | 7.2654e-07 | 0.00030392
727 | 0.625 | 0.02 | 1.5057 | 2.7677 | 8 | 25920 | 12.9493 | 63.4505 | 86948.6675 | 0.058535 | 195.6148 | 28.9386 | 47656.5329 | 0.5481 | 1.2978e-05 | 0.034922
1769 | 1 | 0.035 | 1.4101 | 2.4432 | 6 | 19440 | 14.3704 | 67.2026 | 114726.7874 | 0.054337 | 290.5387 | 21.922 | 62910.0655 | 0.54835 | 8.3877e-06 | 0.0080158
2208 | 0.75 | 0.049 | 2.6771 | 1.3829 | 3 | 9720 | 10.6558 | 14.4064 | 32840.0029 | 0.71542 | 2868.959 | 76.5748 | 18010.0455 | 0.54842 | 0.00072699 | 0.050656
475 | 0.6875 | 0.065 | 1.1128 | 1.5223 | 5 | 16200 | 7.3056 | 24.1054 | 36141.0496 | 0.4766 | 1751.9734 | 69.4708 | 19851.7201 | 0.54928 | 0.00053773 | 0.040957
809 | 2 | 0.065 | 1.6883 | 1.7528 | 3 | 9720 | 16.9138 | 48.264 | 133319.5928 | 0.089639 | 958.5921 | 18.8292 | 73243.5493 | 0.54938 | 1.1413e-05 | 0.0011397
666 | 2.5 | 0.065 | 0.93056 | 2 | 4 | 12960 | 15.6578 | 91.6185 | 206896.0828 | 0.043487 | 581.3058 | 12.1129 | 113854.7694 | 0.5503 | 3.5816e-06 | 0.00030847
2024 | 0.28125 | 0.028 | 2.9966 | 1.2984 | 4 | 12960 | 6.6136 | 6.8584 | 10879.5876 | 2.7713 | 4167.5032 | 230.3378 | 5987.3587 | 0.55033 | 0.014545 | 1.7671
1215 | 0.75 | 0.083 | 2.555 | 2.8944 | 6 | 19440 | 18.9979 | 59.7287 | 111415.8748 | 0.042627 | 170.944 | 22.4915 | 61317.1409 | 0.55034 | 5.162e-06 | 0.06675
2234 | 0.4375 | 0.049 | 2.6293 | 2.631 | 7 | 22680 | 13.7475 | 37.0189 | 56234.3201 | 0.098093 | 229.4673 | 44.5532 | 30954.3173 | 0.55045 | 3.1891e-05 | 0.37152
33 | 1.75 | 0.065 | 1.161 | 2.4087 | 5 | 16200 | 16.9581 | 96.5412 | 194896.3642 | 0.032769 | 306.6266 | 12.8527 | 107301.3109 | 0.55056 | 2.5421e-06 | 0.001217
476 | 1 | 0.049 | 1.0818 | 1.4233 | 4 | 12960 | 8.0708 | 26.2094 | 45784.3216 | 0.46422 | 2482.1643 | 54.656 | 25232.6272 | 0.55112 | 0.00040813 | 0.0081337
831 | 0.21875 | 0.035 | 1.6923 | 1.3978 | 6 | 19440 | 4.861 | 8.5677 | 9890.3463 | 2.2869 | 2674.875 | 252.8413 | 5454.47 | 0.55149 | 0.014857 | 4.8267
2127 | 2.125 | 0.065 | 0.93726 | 2.9803 | 6 | 19440 | 19.6879 | 173.9085 | 326396.5117 | 0.01392 | 158.1589 | 7.6593 | 180057.0151 | 0.55165 | 5.5043e-07 | 0.00050679
1363 | 0.6875 | 0.065 | 1.2538 | 1.9261 | 6 | 19440 | 9.358 | 36.5055 | 53684.3786 | 0.18096 | 665.2191 | 46.5577 | 29621.6175 | 0.55177 | 9.3029e-05 | 0.042248
2728 | 0.5 | 0.049 | 1.5089 | 2.487 | 8 | 25920 | 10.6746 | 45.6614 | 58473.4411 | 0.10348 | 276.6412 | 42.6978 | 32299.4494 | 0.55238 | 4.0557e-05 | 0.13165
1702 | 0.375 | 0.035 | 2.2495 | 2.6324 | 8 | 25920 | 11.7605 | 36.286 | 47824.302 | 0.11525 | 231.078 | 52.2013 | 26419.1794 | 0.55242 | 5.0307e-05 | 0.43327
2852 | 0.625 | 0.083 | 0.90698 | 2.1711 | 8 | 25920 | 8.3872 | 49.8115 | 59157.9851 | 0.12986 | 433.9837 | 42.1291 | 32735.4927 | 0.55336 | 6.3879e-05 | 0.062693
2947 | 2.25 | 0.065 | 1.138 | 1.5493 | 3 | 9720 | 13.183 | 47.9924 | 119302.7925 | 0.13729 | 1651.7354 | 20.8896 | 66019.0901 | 0.55337 | 2.6774e-05 | 0.00054878
2988 | 0.875 | 0.035 | 1.5996 | 1.9997 | 5 | 16200 | 12.1415 | 40.1797 | 71774.7784 | 0.12538 | 586.6165 | 34.7201 | 39720.9074 | 0.55341 | 3.7217e-05 | 0.014701
1416 | 0.75 | 0.049 | 0.74654 | 1.8874 | 7 | 22680 | 7.4491 | 45.4826 | 56115.2299 | 0.18068 | 724.5647 | 44.4053 | 31057.4593 | 0.55346 | 0.0001082 | 0.015898
2275 | 0.6875 | 0.065 | 2.0922 | 2.4901 | 6 | 19440 | 14.6284 | 47.1421 | 80171.4064 | 0.075312 | 276.8468 | 31.0694 | 44388.2264 | 0.55367 | 1.6113e-05 | 0.063093
1212 | 0.5 | 0.049 | 2.8126 | 2.4598 | 6 | 19440 | 14.335 | 33.9192 | 57234.1141 | 0.10768 | 287.8809 | 43.5202 | 31689.1041 | 0.55368 | 3.294e-05 | 0.22908
244 | 0.6875 | 0.065 | 1.4998 | 2.944 | 8 | 25920 | 14.047 | 74.2102 | 102999.3064 | 0.044933 | 165.1741 | 24.1369 | 57137.2023 | 0.55473 | 7.6474e-06 | 0.045595
927 | 0.4375 | 0.049 | 1.8461 | 2.2222 | 7 | 22680 | 10.0922 | 31.2942 | 42595.7714 | 0.17282 | 404.282 | 58.3233 | 23646.0308 | 0.55513 | 9.899e-05 | 0.28142
1129 | 0.1875 | 0.028 | 2.356 | 1.4862 | 6 | 19440 | 5.5153 | 7.8243 | 9374.2388 | 1.974 | 1979.0501 | 264.9479 | 5205.2326 | 0.55527 | 0.01107 | 8.7387
1709 | 1.5 | 0.095 | 1.0769 | 2.6691 | 6 | 19440 | 16.2469 | 110.008 | 192666.8035 | 0.027978 | 224.3912 | 12.8818 | 107058.9325 | 0.55567 | 2.2236e-06 | 0.0022795
1759 | 0.875 | 0.065 | 1.4214 | 2.7874 | 7 | 22680 | 14.7437 | 78.2365 | 119902.6075 | 0.041981 | 196.4104 | 20.6782 | 66694.0549 | 0.55624 | 5.8411e-06 | 0.017081
2308 | 0.28125 | 0.028 | 1.1472 | 1.3656 | 6 | 19440 | 4.4263 | 10.7157 | 11822.3655 | 2.0817 | 3130.5491 | 209.5083 | 6582.6266 | 0.55679 | 0.012311 | 0.85343
2719 | 0.6875 | 0.065 | 2.6244 | 1.339 | 3 | 9720 | 9.7253 | 12.8062 | 27764.9446 | 0.95594 | 3514.0682 | 89.1832 | 15463.8489 | 0.55696 | 0.001298 | 0.087402
1794 | 0.375 | 0.035 | 2.5155 | 2.4151 | 7 | 22680 | 11.5393 | 29.1647 | 41138.7353 | 0.15455 | 309.8841 | 60.1159 | 22940.95 | 0.55765 | 7.9162e-05 | 0.48679
2508 | 1.375 | 0.065 | 2.7866 | 1.897 | 3 | 9720 | 18.9938 | 35.9559 | 102110.5667 | 0.098232 | 722.2019 | 24.2176 | 56946.9224 | 0.5577 | 1.3706e-05 | 0.006462
2138 | 0.28125 | 0.028 | 1.581 | 1.9806 | 8 | 25920 | 6.8972 | 20.554 | 22536.6756 | 0.40713 | 612.2553 | 109.6611 | 12576.1621 | 0.55803 | 0.00062785 | 0.91512
516 | 2.375 | 0.065 | 0.73841 | 2.8153 | 6 | 19440 | 17.5121 | 183.5994 | 327020.6432 | 0.015156 | 192.4615 | 7.5559 | 182522.3032 | 0.55814 | 6.5252e-07 | 0.00028331
2982 | 0.875 | 0.035 | 1.2421 | 2.6156 | 7 | 22680 | 13.0705 | 73.4269 | 107416.8587 | 0.051842 | 242.547 | 22.9581 | 60070.8619 | 0.55923 | 8.9075e-06 | 0.011225
1411 | 2.125 | 0.065 | 1.2451 | 2.8532 | 5 | 16200 | 21.6375 | 138.7817 | 297234.8609 | 0.016333 | 185.583 | 8.2933 | 166293.2191 | 0.55947 | 6.3155e-07 | 0.00066458
274 | 0.21875 | 0.035 | 2.9633 | 2.0224 | 7 | 22680 | 8.3913 | 14.3388 | 18124.7301 | 0.4855 | 567.8625 | 135.7023 | 10162.798 | 0.56071 | 0.00078122 | 6.4986
1991 | 0.625 | 0.083 | 1.848 | 1.4682 | 4 | 12960 | 8.5169 | 16.9613 | 29974.0938 | 0.64112 | 2142.5102 | 82.0337 | 16811.5643 | 0.56087 | 0.00077845 | 0.12706
2529 | 0.21875 | 0.035 | 1.7739 | 1.8786 | 8 | 25920 | 6.2069 | 15.2108 | 16056.5718 | 0.63775 | 745.935 | 152.9897 | 9014.4317 | 0.56142 | 0.0015406 | 4.4077
2992 | 2 | 0.065 | 1.677 | 2.4965 | 4 | 12960 | 21.9221 | 91.4917 | 226573.7634 | 0.026535 | 283.7588 | 10.8387 | 127239.6693 | 0.56158 | 1.3335e-06 | 0.0010895
1903 | 0.125 | 0.049 | 1.4894 | 1.4208 | 8 | 25920 | 3.7458 | 6.676 | 6176.757 | 3.4613 | 2313.3976 | 397.5092 | 3469.3919 | 0.56169 | 0.045379 | 2733.59
2005 | 0.25 | 0.01 | 1.3855 | 1.4111 | 6 | 19440 | 4.6433 | 9.8574 | 10905.2681 | 2.0068 | 2682.5912 | 225.0288 | 6128.6168 | 0.56199 | 0.011441 | 0.81471
892 | 0.625 | 0.12 | 2.7335 | 1.3057 | 3 | 9720 | 9.2868 | 11.3728 | 24239.3611 | 1.2143 | 4058.0967 | 101.153 | 13633.9505 | 0.56247 | 0.0020945 | 0.36904
2160 | 2.375 | 0.065 | 2.8582 | 2.6635 | 3 | 9720 | 32.5113 | 86.9463 | 293714.084 | 0.018414 | 233.8341 | 8.3133 | 165893.0777 | 0.56481 | 4.8161e-07 | 0.0010178
1590 | 0.4375 | 0.049 | 2.5682 | 2.2481 | 6 | 19440 | 11.7502 | 27.1607 | 41813.2396 | 0.1724 | 403.2871 | 58.2567 | 23673.0849 | 0.56616 | 8.4432e-05 | 0.376
2406 | 0.625 | 0.12 | 1.5809 | 2.5032 | 7 | 22680 | 12.0167 | 50.2493 | 71109.4874 | 0.084172 | 281.289 | 34.2462 | 40270.6586 | 0.56632 | 2.3482e-05 | 0.19885
1977 | 0.375 | 0.049 | 1.6384 | 2.3173 | 8 | 25920 | 8.9669 | 31.9637 | 37613.5007 | 0.18158 | 364.0949 | 64.7284 | 21306.1966 | 0.56645 | 0.00012489 | 0.50088
970 | 0.75 | 0.065 | 1.2607 | 2.0722 | 6 | 19440 | 10.1216 | 42.8139 | 62750.9475 | 0.13372 | 536.2395 | 38.7844 | 35558.46 | 0.56666 | 5.0796e-05 | 0.029594
1369 | 2 | 0.12 | 2.5951 | 1.4485 | 2 | 6480 | 17.2956 | 26.6706 | 90740.2138 | 0.22106 | 2363.991 | 26.815 | 51430.8106 | 0.56679 | 4.6275e-05 | 0.0022242
2961 | 0.75 | 0.12 | 1.2647 | 2.0652 | 6 | 19440 | 10.149 | 42.6692 | 62901.4276 | 0.13428 | 538.4904 | 38.6494 | 35682.7002 | 0.56728 | 5.1223e-05 | 0.064794
309 | 0.6875 | 0.065 | 2.6636 | 1.3659 | 3 | 9720 | 9.8484 | 13.0598 | 28074.3613 | 0.87592 | 3219.8776 | 86.5947 | 15926.0855 | 0.56728 | 0.0010898 | 0.088376
2090 | 0.21875 | 0.035 | 2.7659 | 2.301 | 8 | 25920 | 8.8527 | 18.5907 | 21697.6682 | 0.31871 | 372.7735 | 111.9761 | 12316.1617 | 0.56763 | 0.00038474 | 5.9563
1267 | 0.4375 | 0.049 | 2.0271 | 2.3903 | 7 | 22680 | 10.937 | 33.6478 | 45747.9797 | 0.14146 | 330.9133 | 53.1026 | 25970.7802 | 0.56769 | 6.6321e-05 | 0.30224
2253 | 3 | 0.065 | 1.8598 | 2.3909 | 3 | 9720 | 26.9846 | 98.5587 | 310405.8561 | 0.02084 | 334.2829 | 7.8175 | 176414.6402 | 0.56834 | 6.1686e-07 | 0.00031883
1241 | 0.0625 | 0.02 | 2.6361 | 1.4238 | 8 | 25920 | 3.4847 | 3.4348 | 2929.3396 | 7.2474 | 2421.9678 | 827.7261 | 1666.1494 | 0.56878 | 0.19895 | 5376.4742
67 | 0.28125 | 0.028 | 2.9608 | 2.3255 | 7 | 22680 | 10.3594 | 21.1118 | 28024.0432 | 0.24221 | 364.2467 | 86.4823 | 15946.8 | 0.56904 | 0.00019444 | 1.4863
790 | 0.28125 | 0.028 | 2.7755 | 1.9074 | 6 | 19440 | 8.6139 | 14.8961 | 20431.8163 | 0.48528 | 729.7728 | 118.4778 | 11640.2855 | 0.56971 | 0.000669 | 1.4749
565 | 1 | 0.065 | 0.77135 | 2.25 | 7 | 22680 | 9.7048 | 72.1884 | 94057.9228 | 0.076524 | 409.1704 | 25.7306 | 53598.1939 | 0.56984 | 1.9408e-05 | 0.0063043
2301 | 3 | 0.065 | 1.531 | 1.3833 | 2 | 6480 | 15.4757 | 38.1258 | 122806.6328 | 0.19115 | 3066.2035 | 19.6962 | 70019.3293 | 0.57016 | 3.46e-05 | 0.00028381
2993 | 2 | 0.065 | 2.9527 | 2.4823 | 3 | 9720 | 28.4759 | 68.274 | 217838.8285 | 0.027863 | 297.9663 | 11.0956 | 124294.2705 | 0.57058 | 1.1028e-06 | 0.0018621
1073 | 0.875 | 0.12 | 1.8174 | 2.1987 | 5 | 16200 | 13.5938 | 44.1587 | 79515.8209 | 0.094395 | 441.6331 | 30.3259 | 45476.5317 | 0.57192 | 2.1094e-05 | 0.042066
2552 | 1.5 | 0.065 | 1.3487 | 2.5235 | 5 | 16200 | 16.8911 | 86.7106 | 166441.5849 | 0.035481 | 284.5717 | 14.4645 | 95344.7082 | 0.57284 | 2.9803e-06 | 0.0023706
2797 | 0.6875 | 0.065 | 2.8917 | 2.495 | 5 | 16200 | 16.6249 | 39.3927 | 75170.861 | 0.080056 | 294.2889 | 31.9915 | 43108.8554 | 0.57348 | 1.5172e-05 | 0.085187
2550 | 0.3125 | 0.028 | 1.4869 | 1.8162 | 7 | 22680 | 6.4329 | 18.3444 | 20673.0997 | 0.5332 | 890.9256 | 116.2903 | 11859.2474 | 0.57366 | 0.00094224 | 0.58685
972 | 0.875 | 0.035 | 2.6946 | 1.5425 | 3 | 9720 | 12.2559 | 18.6925 | 43430.6619 | 0.38185 | 1786.5059 | 55.3117 | 24933.5125 | 0.5741 | 0.00020711 | 0.02471
2928 | 0.15625 | 0.035 | 1.3408 | 1.3927 | 7 | 22680 | 3.7109 | 7.1445 | 6709.3182 | 3.4145 | 2852.6506 | 357.9936 | 3852.3465 | 0.57418 | 0.03864 | 29.795
846 | 0.4375 | 0.049 | 0.70382 | 1.7764 | 8 | 25920 | 5.2302 | 28.6054 | 27948.2937 | 0.41465 | 969.9743 | 85.9322 | 16048.8755 | 0.57423 | 0.00065123 | 0.14137
625 | 0.5 | 0.035 | 1.545 | 2.648 | 8 | 25920 | 10.8944 | 48.6063 | 59544.6101 | 0.091686 | 245.1194 | 40.3311 | 34194.8658 | 0.57427 | 3.1841e-05 | 0.10241
2039 | 0.6875 | 0.065 | 2.6121 | 2.9542 | 6 | 19440 | 17.8967 | 55.8939 | 96596.8069 | 0.047662 | 175.2078 | 24.8539 | 55488.8962 | 0.57444 | 6.4535e-06 | 0.07602
684 | 2.25 | 0.065 | 2.6727 | 2.5314 | 3 | 9720 | 28.9697 | 78.3026 | 249129.9598 | 0.023582 | 283.7014 | 9.635 | 143135.9049 | 0.57454 | 7.8988e-07 | 0.001146
9 | 0.21875 | 0.035 | 1.7256 | 1.2592 | 5 | 16200 | 4.3523 | 6.477 | 7564.0303 | 4.5883 | 5366.7093 | 316.9216 | 4351.597 | 0.5753 | 0.049839 | 5.3156
137 | 1.25 | 0.12 | 2.6806 | 2.5634 | 4 | 12960 | 21.9025 | 58.7782 | 141489.484 | 0.040674 | 271.852 | 16.9382 | 81420.3854 | 0.57545 | 3.1332e-06 | 0.012792
1377 | 0.21875 | 0.035 | 2.7674 | 2.0211 | 7 | 22680 | 7.934 | 14.3298 | 17271.6177 | 0.51013 | 596.6662 | 138.7258 | 9941.3014 | 0.57559 | 0.00086248 | 6.1927
373 | 2.25 | 0.065 | 1.0731 | 2.1464 | 4 | 12960 | 16.1944 | 88.498 | 192091.2752 | 0.040858 | 491.5418 | 12.4706 | 110589.2033 | 0.57571 | 3.1615e-06 | 0.00049703
1620 | 0.75 | 0.12 | 0.94408 | 2.1732 | 7 | 22680 | 9.0296 | 52.3422 | 66224.5725 | 0.1158 | 464.3978 | 36.1439 | 38156.2423 | 0.57616 | 4.4447e-05 | 0.050119
989 | 0.6875 | 0.065 | 2.7294 | 1.8788 | 4 | 12960 | 12.9151 | 23.8018 | 47707.295 | 0.2146 | 788.8885 | 50.154 | 27497.5936 | 0.57638 | 8.7222e-05 | 0.084475
82 | 1.25 | 0.12 | 1.4038 | 2.9285 | 6 | 19440 | 17.5219 | 100.5992 | 172206.1369 | 0.027091 | 181.0667 | 13.8932 | 99265.5779 | 0.57643 | 2.0849e-06 | 0.0069194
1111 | 2.25 | 0.065 | 0.82433 | 1.8786 | 4 | 12960 | 12.7825 | 77.4786 | 154679.3556 | 0.066206 | 796.5015 | 15.4647 | 89178.5283 | 0.57654 | 8.3014e-06 | 0.00040023
122 | 0.125 | 0.02 | 2.4915 | 1.5749 | 7 | 22680 | 4.7984 | 6.4805 | 6526.7761 | 2.3977 | 1602.5218 | 366.3361 | 3764.6177 | 0.5768 | 0.019053 | 38.4092
872 | 3 | 0.065 | 2.0197 | 2.5609 | 3 | 9720 | 29.1785 | 105.558 | 334463.156 | 0.017233 | 276.4313 | 7.1388 | 193185.5569 | 0.5776 | 4.2183e-07 | 0.00034354
2788 | 3 | 0.065 | 1.8693 | 2.4489 | 3 | 9720 | 27.1159 | 100.9458 | 311845.7206 | 0.019913 | 319.4167 | 7.6503 | 180269.124 | 0.57807 | 5.6322e-07 | 0.00032031
710 | 1.5 | 0.065 | 2.2262 | 1.8364 | 3 | 9720 | 16.7435 | 37.9623 | 99055.8282 | 0.10859 | 870.9544 | 24.0821 | 57267.2302 | 0.57813 | 1.675e-05 | 0.0039191
351 | 0.28125 | 0.028 | 2.7971 | 1.613 | 5 | 16200 | 7.4706 | 10.5503 | 15067.6773 | 0.97415 | 1464.9452 | 158.3132 | 8711.3096 | 0.57815 | 0.0022465 | 1.5663
590 | 1 | 0.049 | 2.4918 | 2.1921 | 4 | 12960 | 16.6661 | 40.2687 | 87672.4003 | 0.086086 | 460.2947 | 27.1949 | 50712.2271 | 0.57843 | 1.4035e-05 | 0.015575
2535 | 0.6875 | 0.065 | 1.5867 | 1.4814 | 4 | 12960 | 8.1257 | 18.8055 | 31660.7187 | 0.59031 | 2169.9995 | 75.2904 | 18317.2901 | 0.57855 | 0.00065996 | 0.056062
2293 | 2 | 0.12 | 1.475 | 1.7241 | 3 | 9720 | 14.9637 | 47.4746 | 119063.9935 | 0.10436 | 1116.0249 | 20.0206 | 68884.9522 | 0.57855 | 1.547e-05 | 0.0012971
201 | 0.21875 | 0.035 | 1.3412 | 1.551 | 7 | 22680 | 4.6058 | 11.0382 | 11062.4735 | 1.4761 | 1726.5061 | 215.4065 | 6402.3858 | 0.57875 | 0.0072214 | 3.9664
2238 | 0.375 | 0.083 | 2.3844 | 2.8594 | 8 | 25920 | 12.3774 | 39.3997 | 50079.1639 | 0.09662 | 193.7319 | 47.5806 | 28984.8108 | 0.57878 | 3.536e-05 | 2.0577
2211 | 0.1875 | 0.028 | 2.294 | 1.311 | 5 | 16200 | 4.7535 | 5.7993 | 6941.6987 | 4.1675 | 4178.1418 | 342.9914 | 4020.8444 | 0.57923 | 0.041117 | 9.3184
136 | 0.6875 | 0.065 | 2.2178 | 1.2961 | 3 | 9720 | 8.4472 | 12.4019 | 24553.3592 | 1.2375 | 4549.0738 | 96.96 | 14223.5433 | 0.57929 | 0.0021752 | 0.077292
2967 | 1 | 0.083 | 1.2562 | 2.9565 | 7 | 22680 | 14.8766 | 94.8004 | 138165.467 | 0.033282 | 177.959 | 17.2273 | 80054.0717 | 0.57941 | 3.6713e-06 | 0.010966
72 | 0.0625 | 0.028 | 2.2225 | 1.321 | 8 | 25920 | 3.1695 | 3.1999 | 2737.3376 | 10.2377 | 3421.2612 | 869.4309 | 1586.2275 | 0.57948 | 0.39699 | 721328.1015
385 | 0.875 | 0.035 | 0.69063 | 2.3798 | 8 | 25920 | 8.8436 | 76.3447 | 86713.5158 | 0.075194 | 351.7978 | 27.4339 | 50270.4313 | 0.57973 | 2.1416e-05 | 0.006938
2956 | 0.3125 | 0.028 | 1.238 | 1.9568 | 8 | 25920 | 6.1927 | 22.5458 | 22894.6768 | 0.41073 | 686.2994 | 103.8816 | 13275.8371 | 0.57987 | 0.000639 | 0.49759
673 | 3 | 0.065 | 1.9647 | 2.5327 | 3 | 9720 | 28.4237 | 104.3936 | 326186.0034 | 0.017997 | 288.6792 | 7.2891 | 189201.259 | 0.58004 | 4.6004e-07 | 0.00033504
2778 | 0.875 | 0.049 | 2.269 | 2.537 | 5 | 16200 | 16.6048 | 50.9273 | 95564.8094 | 0.061251 | 286.5667 | 24.8651 | 55463.7882 | 0.58038 | 8.8815e-06 | 0.022552
1972 | 1.5 | 0.049 | 0.72072 | 2.7382 | 7 | 22680 | 13.0089 | 131.6303 | 183355.0581 | 0.02823 | 226.4123 | 12.9545 | 106458.5233 | 0.58061 | 2.6412e-06 | 0.0012149
1354 | 0.28125 | 0.028 | 1.2706 | 1.8995 | 8 | 25920 | 5.8327 | 19.7199 | 19618.5292 | 0.50985 | 766.7231 | 121.048 | 11393.1273 | 0.58073 | 0.00098461 | 0.79662
920 | 0.625 | 0.035 | 1.19 | 2.6384 | 8 | 25920 | 10.5441 | 60.4942 | 72297.2361 | 0.075954 | 253.8266 | 32.8353 | 42001.0355 | 0.58095 | 2.1852e-05 | 0.035843
1944 | 0.875 | 0.035 | 2.879 | 2.9149 | 5 | 16200 | 20.6714 | 58.4855 | 117241.2673 | 0.040075 | 187.492 | 20.2362 | 68151.0462 | 0.58129 | 3.8019e-06 | 0.024014
2405 | 1.75 | 0.065 | 1.533 | 1.6593 | 3 | 9720 | 13.7412 | 40.0086 | 96361.5985 | 0.14161 | 1325.0784 | 24.5916 | 56080.7919 | 0.58198 | 2.8485e-05 | 0.0016714
142 | 1 | 0.065 | 0.98641 | 1.7935 | 5 | 16200 | 8.9924 | 41.18 | 62844.7384 | 0.18041 | 964.6594 | 37.6618 | 36618.3817 | 0.58268 | 7.7055e-05 | 0.008256
736 | 0.875 | 0.035 | 2.1006 | 2.4461 | 5 | 16200 | 15.4814 | 49.1089 | 89577.1987 | 0.069453 | 324.9401 | 26.4218 | 52196.1475 | 0.58269 | 1.1419e-05 | 0.018348
2355 | 0.28125 | 0.028 | 1.3808 | 1.9749 | 8 | 25920 | 6.2106 | 20.4957 | 20654.46 | 0.44682 | 671.934 | 114.2692 | 12068.999 | 0.58433 | 0.00075621 | 0.83869
2363 | 1.375 | 0.065 | 0.69209 | 2.5808 | 7 | 22680 | 11.6279 | 113.7498 | 151881.5566 | 0.037473 | 275.4999 | 15.533 | 88786.2865 | 0.58458 | 4.6539e-06 | 0.0017654
1546 | 0.15625 | 0.035 | 1.3857 | 1.597 | 8 | 25920 | 4.1157 | 9.307 | 8284.2942 | 1.8191 | 1519.7593 | 284.579 | 4846.1601 | 0.58498 | 0.012534 | 28.1668
2034 | 0.75 | 0.12 | 2.0333 | 2.7472 | 6 | 19440 | 15.4202 | 56.7017 | 91801.1099 | 0.056092 | 224.9385 | 25.6765 | 53711.1633 | 0.58508 | 8.938e-06 | 0.094563
1667 | 0.75 | 0.035 | 2.903 | 2.702 | 5 | 16200 | 18.0668 | 46.5065 | 88592.6412 | 0.059667 | 239.275 | 26.6009 | 51844.6615 | 0.5852 | 8.428e-06 | 0.041579
2029 | 0.125 | 0.028 | 2.7568 | 1.4266 | 6 | 19440 | 4.627 | 5.0719 | 5437.7761 | 3.8781 | 2591.9772 | 432.9213 | 3185.6029 | 0.58583 | 0.042724 | 100.3068
2017 | 0.6875 | 0.065 | 2.4574 | 2.3447 | 5 | 16200 | 14.3499 | 37.0301 | 65643.2177 | 0.10192 | 374.6764 | 35.8603 | 38457.9967 | 0.58586 | 2.4593e-05 | 0.07439
1699 | 0.875 | 0.049 | 0.73292 | 2.1353 | 7 | 22680 | 8.3175 | 59.9747 | 71947.9745 | 0.11015 | 515.3447 | 32.7143 | 42156.3414 | 0.58593 | 4.0212e-05 | 0.0086626
868 | 0.4375 | 0.049 | 1.9907 | 2.0682 | 6 | 19440 | 9.4399 | 25.002 | 34424.6539 | 0.24466 | 572.325 | 68.3435 | 20179.178 | 0.58618 | 0.00017004 | 0.30956
2666 | 1.25 | 0.035 | 1.1668 | 2.1824 | 5 | 16200 | 12.5896 | 62.5428 | 105947.063 | 0.071818 | 480.0099 | 22.2054 | 62107.1588 | 0.58621 | 1.221e-05 | 0.0032902
2452 | 0.625 | 0.035 | 2.2655 | 1.6802 | 4 | 12960 | 10.1074 | 19.3851 | 34818.3656 | 0.37987 | 1269.454 | 67.5586 | 20413.6094 | 0.58629 | 0.00027329 | 0.069049
1041 | 0.3125 | 0.065 | 2.5023 | 2.3179 | 7 | 22680 | 9.818 | 23.3622 | 29694.9125 | 0.22989 | 384.1302 | 79.202 | 17412.6333 | 0.58638 | 0.00017516 | 3.2893
2351 | 0.28125 | 0.028 | 2.5813 | 2.2603 | 7 | 22680 | 9.221 | 20.525 | 25293.3988 | 0.28225 | 424.4487 | 92.8655 | 14850.6744 | 0.58714 | 0.00026403 | 1.3415
1090 | 1.375 | 0.065 | 0.84064 | 2.8817 | 7 | 22680 | 13.8069 | 126.9908 | 177433.8004 | 0.026947 | 198.1155 | 13.229 | 104249.5207 | 0.58754 | 2.4066e-06 | 0.0020624
2101 | 0.09375 | 0.02 | 2.2676 | 1.2707 | 6 | 19440 | 3.4199 | 3.4479 | 3251.0841 | 10.2237 | 5124.8845 | 721.3622 | 1911.8207 | 0.58806 | 0.29693 | 217.1493
1424 | 0.875 | 0.065 | 2.8986 | 2.9754 | 5 | 16200 | 20.8027 | 59.6958 | 117940.8389 | 0.038617 | 180.6707 | 19.843 | 69501.283 | 0.58929 | 3.5303e-06 | 0.032931
1970 | 0.21875 | 0.035 | 1.6053 | 1.4559 | 6 | 19440 | 4.687 | 8.9166 | 9612.0864 | 2.053 | 2401.2718 | 243.3564 | 5667.0598 | 0.58958 | 0.011973 | 4.6909
1489 | 0.875 | 0.049 | 1.9054 | 2.3532 | 5 | 16200 | 14.18 | 47.2504 | 82640.293 | 0.080452 | 376.4 | 28.2967 | 48737.7291 | 0.58976 | 1.5323e-05 | 0.019502
1110 | 1 | 0.12 | 0.96755 | 2.6297 | 7 | 22680 | 11.7978 | 84.3403 | 111908.0258 | 0.049333 | 263.7785 | 20.8427 | 66167.8624 | 0.59127 | 8.066e-06 | 0.01288
2081 | 1.5 | 0.065 | 1.2485 | 2.5167 | 5 | 16200 | 15.7468 | 86.4765 | 155985.3055 | 0.03803 | 305.0145 | 14.9529 | 92230.6764 | 0.59128 | 3.4238e-06 | 0.0022217
707 | 0.28125 | 0.028 | 2.2514 | 1.2541 | 4 | 12960 | 5.336 | 6.6305 | 9128.3796 | 3.8788 | 5833.1012 | 255.4355 | 5399.0736 | 0.59146 | 0.028494 | 1.4827
561 | 0.28125 | 0.028 | 2.4 | 1.8657 | 6 | 19440 | 7.6481 | 14.5747 | 18446.323 | 0.56338 | 847.2182 | 126.3633 | 10913.8936 | 0.59166 | 0.00090165 | 1.3316
720 | 0.3125 | 0.083 | 2.4553 | 2.7045 | 8 | 25920 | 10.8306 | 31.0924 | 37021.0696 | 0.14258 | 238.2364 | 62.9242 | 21917.1037 | 0.59202 | 7.7e-05 | 7.5611
2298 | 0.625 | 0.02 | 2.5719 | 2.9016 | 6 | 19440 | 16.1741 | 49.9278 | 79945.2344 | 0.059182 | 197.7758 | 29.0958 | 47399.1051 | 0.59289 | 9.9499e-06 | 0.057083
222 | 2.5 | 0.065 | 1.5448 | 2.9108 | 4 | 12960 | 25.0188 | 133.2636 | 320945.7023 | 0.01467 | 196.1043 | 7.2452 | 190349.7133 | 0.59309 | 4.076e-07 | 0.00047852
2876 | 2.125 | 0.065 | 1.4891 | 2.5886 | 4 | 12960 | 20.7663 | 100.78 | 228764.987 | 0.024756 | 281.284 | 10.1592 | 135750.9943 | 0.59341 | 1.1607e-06 | 0.0007992
841 | 2 | 0.12 | 1.0879 | 1.5326 | 3 | 9720 | 11.4235 | 42.222 | 93185.3326 | 0.18128 | 1938.6252 | 24.9125 | 55358.3982 | 0.59407 | 4.668e-05 | 0.0010152
1308 | 1.75 | 0.065 | 1.9948 | 2.7504 | 4 | 12960 | 22.7564 | 88.203 | 205367.0375 | 0.025029 | 234.1959 | 11.2864 | 122192.7418 | 0.595 | 1.1864e-06 | 0.0020037
2591 | 0.6875 | 0.065 | 2.7879 | 2.5689 | 5 | 16200 | 16.0811 | 40.5534 | 72893.6863 | 0.078671 | 289.1959 | 31.7257 | 43469.9739 | 0.59635 | 1.4652e-05 | 0.082607
265 | 1.375 | 0.065 | 1.1084 | 2.8367 | 6 | 19440 | 15.4114 | 107.1785 | 168212.796 | 0.02912 | 214.0928 | 13.7427 | 100352.3859 | 0.59658 | 2.409e-06 | 0.0026613
287 | 0.5 | 0.083 | 1.4477 | 2.6764 | 8 | 25920 | 10.3012 | 49.1255 | 56654.1155 | 0.094732 | 253.2629 | 40.7744 | 33823.0522 | 0.59701 | 3.3992e-05 | 0.26768
1738 | 0.15625 | 0.035 | 2.1851 | 1.6649 | 7 | 22680 | 5.1183 | 8.5057 | 8584.7872 | 1.5761 | 1316.7703 | 269.0676 | 5125.5346 | 0.59705 | 0.008233 | 38.1237
1567 | 2.125 | 0.065 | 2.3436 | 1.491 | 2 | 6480 | 16.6556 | 29.1515 | 93097.7371 | 0.19683 | 2236.391 | 24.8102 | 55586.6419 | 0.59708 | 3.6685e-05 | 0.001301
1676 | 0.4375 | 0.049 | 2.8321 | 2.5273 | 6 | 19440 | 12.8057 | 30.5112 | 45189.0069 | 0.13036 | 304.9507 | 51.085 | 26996.483 | 0.59741 | 4.8277e-05 | 0.40636
2571 | 3 | 0.065 | 0.88516 | 2.3707 | 4 | 12960 | 17.6638 | 130.2438 | 277603.5404 | 0.023645 | 379.2887 | 8.2974 | 166211.3653 | 0.59874 | 1.0589e-06 | 0.00016039
1902 | 0.75 | 0.049 | 2.4498 | 1.4346 | 3 | 9720 | 9.8764 | 14.9377 | 30703.3376 | 0.67426 | 2703.9174 | 74.994 | 18389.6856 | 0.59895 | 0.00064576 | 0.04736
1130 | 0.25 | 0.083 | 1.6262 | 1.5017 | 6 | 19440 | 5.1935 | 10.4784 | 11910.9071 | 1.5057 | 2012.7202 | 193.2245 | 7137.3739 | 0.59923 | 0.0064405 | 50.0153
1440 | 2.5 | 0.065 | 1.8627 | 2.2978 | 3 | 9720 | 22.7666 | 78.9719 | 220129.4177 | 0.031493 | 420.9727 | 10.4512 | 131957.8766 | 0.59946 | 1.4087e-06 | 0.00058347
958 | 1 | 0.035 | 2.519 | 1.6591 | 3 | 9720 | 12.993 | 22.9358 | 52328.9434 | 0.26087 | 1394.8632 | 43.9407 | 31385.8503 | 0.59978 | 9.6665e-05 | 0.014625
2904 | 0.5 | 0.035 | 2.716 | 2.6769 | 6 | 19440 | 13.8937 | 36.8967 | 55621.2706 | 0.096459 | 257.8802 | 41.3338 | 33365.3021 | 0.59987 | 2.6432e-05 | 0.17006
2028 | 0.6875 | 0.065 | 1.8401 | 2.5787 | 6 | 19440 | 13.0439 | 48.8123 | 72208.4076 | 0.078926 | 290.1343 | 31.7749 | 43402.6917 | 0.60108 | 1.7696e-05 | 0.056827
918 | 0.4375 | 0.049 | 1.2935 | 2.4021 | 8 | 25920 | 8.3756 | 38.6191 | 41361.2515 | 0.15514 | 362.907 | 55.4595 | 24867.0831 | 0.60122 | 9.1161e-05 | 0.20922
756 | 0.4375 | 0.049 | 1.9089 | 2.492 | 7 | 22680 | 10.3852 | 35.0724 | 43689.0784 | 0.13802 | 322.8784 | 52.4888 | 26274.4516 | 0.6014 | 6.314e-05 | 0.28864
2440 | 0.21875 | 0.035 | 2.1912 | 1.6458 | 6 | 19440 | 5.859 | 10.056 | 11486.1864 | 1.2129 | 1418.6568 | 199.6143 | 6908.899 | 0.6015 | 0.0041792 | 5.6055
1626 | 0.125 | 0.028 | 1.9338 | 1.5059 | 7 | 22680 | 4.0548 | 6.2044 | 5734.05 | 3.1015 | 2072.9274 | 399.7256 | 3450.1547 | 0.6017 | 0.031881 | 77.71
529 | 0.875 | 0.049 | 1.2998 | 1.5678 | 4 | 12960 | 8.4089 | 25.2679 | 41502.9957 | 0.38179 | 1786.2331 | 55.2188 | 24975.4642 | 0.60177 | 0.00027606 | 0.015303
2429 | 0.125 | 0.028 | 1.9366 | 1.507 | 7 | 22680 | 4.0585 | 6.2088 | 5738.0287 | 3.0926 | 2066.9756 | 399.3062 | 3453.7783 | 0.60191 | 0.031698 | 77.7639
211 | 0.1875 | 0.028 | 2.7651 | 1.9915 | 7 | 22680 | 7.007 | 12.1305 | 13321.8747 | 0.68115 | 682.8849 | 171.9266 | 8021.533 | 0.60213 | 0.0015377 | 9.1239
331 | 0.28125 | 0.028 | 1.963 | 1.4707 | 5 | 16200 | 5.6829 | 9.6356 | 12004.8484 | 1.5922 | 2394.4309 | 190.6562 | 7233.5195 | 0.60255 | 0.0060017 | 1.2479
2241 | 2 | 0.12 | 1.2228 | 2.2772 | 4 | 12960 | 16.3847 | 83.4725 | 172602.2987 | 0.040811 | 436.4278 | 13.2594 | 104010.4172 | 0.6026 | 3.1543e-06 | 0.0010577
2975 | 0.28125 | 0.028 | 2.3159 | 1.5616 | 5 | 16200 | 6.4392 | 10.2204 | 13300.6773 | 1.2044 | 1811.166 | 171.8894 | 8023.2723 | 0.60322 | 0.0034339 | 1.3826
1167 | 0.25 | 0.01 | 2.3009 | 2.4464 | 8 | 25920 | 8.4891 | 22.5495 | 23911.3547 | 0.26015 | 347.7475 | 95.4954 | 14441.6984 | 0.60397 | 0.00025634 | 1.0048
2319 | 1.75 | 0.065 | 0.86174 | 1.7869 | 4 | 12960 | 10.6691 | 57.3678 | 102281.6433 | 0.11179 | 1045.9892 | 22.315 | 61802.1331 | 0.60423 | 2.3666e-05 | 0.00099792
1287 | 3 | 0.065 | 2.5872 | 1.9022 | 2 | 6480 | 25.1332 | 52.3606 | 193403.9149 | 0.051563 | 827.1154 | 11.7952 | 116921.6671 | 0.60455 | 2.5177e-06 | 0.00044697
1143 | 0.3125 | 0.035 | 2.4519 | 1.6665 | 5 | 16200 | 7.3146 | 12.0852 | 16445.0419 | 0.82082 | 1371.5152 | 138.6237 | 9948.6232 | 0.60496 | 0.001595 | 1.1453
1023 | 2.5 | 0.065 | 2.0713 | 2.4788 | 3 | 9720 | 25.1511 | 85.1788 | 241918.62 | 0.025149 | 336.1691 | 9.4041 | 146650.2863 | 0.6062 | 8.9834e-07 | 0.00064123
2932 | 2.5 | 0.065 | 1.7448 | 2.2442 | 3 | 9720 | 21.4191 | 77.1332 | 207816.927 | 0.034796 | 465.1325 | 10.9445 | 126010.0555 | 0.60635 | 1.7198e-06 | 0.00055084
1060 | 2.5 | 0.065 | 1.1534 | 1.7953 | 3 | 9720 | 14.6595 | 61.7401 | 146050.8449 | 0.07746 | 1035.4287 | 15.568 | 88586.4181 | 0.60655 | 8.5224e-06 | 0.00038712
1694 | 0.15625 | 0.035 | 2.938 | 1.8929 | 7 | 22680 | 6.3733 | 9.6456 | 10257.1821 | 0.98237 | 820.7249 | 221.6369 | 6222.4074 | 0.60664 | 0.0031984 | 45.5505
212 | 0.28125 | 0.028 | 2.4664 | 1.9422 | 6 | 19440 | 7.819 | 15.1648 | 18797.5837 | 0.50797 | 763.8948 | 120.8543 | 11411.3849 | 0.60707 | 0.00073302 | 1.357
2453 | 0.25 | 0.016 | 1.9147 | 1.4203 | 5 | 16200 | 5.1234 | 8.2972 | 9818.9818 | 2.1799 | 2913.9183 | 231.0144 | 5969.823 | 0.60799 | 0.011249 | 1.3088
1495 | 0.4375 | 0.049 | 1.4649 | 2.223 | 7 | 22680 | 8.313 | 31.3063 | 35957.1779 | 0.20459 | 478.5859 | 63.0331 | 21879.218 | 0.60848 | 0.00013872 | 0.23756
2866 | 0.625 | 0.083 | 2.5241 | 2.9739 | 6 | 19440 | 15.9014 | 51.1677 | 78698.987 | 0.057916 | 193.5469 | 28.6687 | 48105.2215 | 0.61126 | 9.529e-06 | 0.14827
2131 | 1 | 0.083 | 1.6425 | 2.4365 | 5 | 16200 | 13.9917 | 55.8787 | 93298.6154 | 0.06713 | 358.9375 | 24.1786 | 57038.6925 | 0.61136 | 1.0668e-05 | 0.014514
2492 | 1.25 | 0.049 | 0.96525 | 1.635 | 4 | 12960 | 8.8312 | 37.5557 | 61862.4893 | 0.22904 | 1530.8247 | 36.4619 | 37823.4251 | 0.61141 | 9.9351e-05 | 0.0033045
2751 | 2.375 | 0.065 | 2.6678 | 2.8323 | 3 | 9720 | 30.444 | 92.4439 | 275768.0897 | 0.017806 | 226.1121 | 8.1782 | 168633.5858 | 0.61151 | 4.5032e-07 | 0.00095563
1087 | 0.09375 | 0.02 | 1.6479 | 1.5275 | 8 | 25920 | 3.3596 | 5.4179 | 4279.6638 | 3.9852 | 1997.6665 | 526.7298 | 2618.2592 | 0.61179 | 0.060156 | 160.7913
775 | 0.09375 | 0.02 | 2.0023 | 1.6079 | 8 | 25920 | 3.7646 | 5.6936 | 4649.7482 | 3.1829 | 1595.4886 | 484.0406 | 2849.1729 | 0.61276 | 0.038372 | 174.6957
785 | 0.75 | 0.12 | 2.1695 | 2.4201 | 5 | 16200 | 13.8745 | 41.672 | 69438.8859 | 0.091241 | 365.8927 | 32.3771 | 42595.4282 | 0.61342 | 1.9708e-05 | 0.103
2655 | 3 | 0.065 | 1.5363 | 1.4738 | 2 | 6480 | 15.5236 | 40.6092 | 123157.2242 | 0.15419 | 2473.2731 | 18.2506 | 75565.3305 | 0.61357 | 2.2512e-05 | 0.00028462
466 | 0.125 | 0.035 | 2.4347 | 1.86 | 8 | 25920 | 5.1864 | 8.6838 | 7931.9424 | 1.319 | 881.5567 | 283.3629 | 4866.9577 | 0.61359 | 0.0065895 | 203.8716
2950 | 0.6875 | 0.065 | 2.1422 | 1.7868 | 4 | 12960 | 10.454 | 22.6458 | 39461.4713 | 0.28976 | 1065.1757 | 56.9531 | 24214.9333 | 0.61363 | 0.00015902 | 0.069875
921 | 2.375 | 0.065 | 1.4019 | 1.2795 | 2 | 6480 | 11.6246 | 27.967 | 74934.9681 | 0.42956 | 5455.0226 | 29.9841 | 45994.8185 | 0.6138 | 0.00017473 | 0.00058427
1698 | 0.21875 | 0.035 | 2.154 | 2.2606 | 8 | 25920 | 7.2206 | 18.2669 | 18218.0218 | 0.39176 | 458.2237 | 123.167 | 11197.1189 | 0.61462 | 0.00058134 | 5.0011
469 | 2.5 | 0.065 | 2.3547 | 1.6684 | 2 | 6480 | 19.4187 | 38.3206 | 126358.8704 | 0.10652 | 1423.8754 | 17.7358 | 77758.9686 | 0.61538 | 1.0744e-05 | 0.00075358
1554 | 0.4375 | 0.049 | 1.1961 | 2.0584 | 7 | 22680 | 7.0586 | 29.0018 | 31276.9435 | 0.27177 | 635.7535 | 71.6179 | 19256.5847 | 0.61568 | 0.00024479 | 0.20664
219 | 2.125 | 0.065 | 2.6755 | 1.6389 | 2 | 6480 | 18.805 | 32.0263 | 104227.3931 | 0.1351 | 1535.0284 | 21.4886 | 64178.9226 | 0.61576 | 1.7283e-05 | 0.0014565
439 | 1.375 | 0.035 | 1.4818 | 2.1255 | 4 | 12960 | 13.8963 | 53.6267 | 101989.4054 | 0.078382 | 576.2645 | 21.9381 | 62863.9222 | 0.61638 | 1.1635e-05 | 0.0030075
2969 | 0.25 | 0.016 | 2.1341 | 1.4896 | 5 | 16200 | 5.5415 | 8.6931 | 10455.6271 | 1.7575 | 2349.3211 | 213.9347 | 6446.4298 | 0.61655 | 0.0073124 | 1.3937
1086 | 0.1875 | 0.049 | 2.5772 | 1.9598 | 7 | 22680 | 6.6311 | 11.9403 | 12720.7343 | 0.73689 | 738.7659 | 175.7789 | 7845.7361 | 0.61677 | 0.0017997 | 40.6014
1105 | 1.25 | 0.035 | 1.9685 | 2.356 | 4 | 12960 | 16.476 | 54.0378 | 108432.4587 | 0.061191 | 408.9773 | 20.621 | 66879.0664 | 0.61678 | 7.0912e-06 | 0.0052616
151 | 2.375 | 0.065 | 0.96324 | 2.9851 | 5 | 16200 | 18.9082 | 162.247 | 292715.5286 | 0.015484 | 196.6277 | 7.6361 | 180603.6513 | 0.61699 | 5.6756e-07 | 0.00036517
1866 | 2.125 | 0.065 | 2.0913 | 2.3199 | 3 | 9720 | 21.7943 | 67.796 | 179558.4189 | 0.037963 | 431.3468 | 12.4322 | 110931.3302 | 0.6178 | 2.0471e-06 | 0.0011152
2008 | 1.375 | 0.035 | 0.85006 | 2.5719 | 6 | 19440 | 12.1638 | 97.1907 | 135570.0223 | 0.042218 | 310.3907 | 16.4623 | 83774.0868 | 0.61794 | 5.0634e-06 | 0.0017768
675 | 1.5 | 0.065 | 1.294 | 2.7206 | 5 | 16200 | 16.2665 | 93.4703 | 160734.6661 | 0.032531 | 260.9142 | 13.8724 | 99414.2901 | 0.6185 | 2.5053e-06 | 0.0022894
2597 | 0.4375 | 0.049 | 2.772 | 2.614 | 6 | 19440 | 12.5653 | 31.5519 | 44419.9281 | 0.12549 | 293.5616 | 50.167 | 27490.5083 | 0.61888 | 4.4738e-05 | 0.39944
1146 | 1 | 0.083 | 0.74767 | 2.4502 | 7 | 22680 | 9.4521 | 78.5971 | 91902.9422 | 0.067504 | 360.9419 | 24.2419 | 56889.6758 | 0.61902 | 1.5103e-05 | 0.0072944
1755 | 2.25 | 0.065 | 1.8035 | 2.2086 | 3 | 9720 | 20.0284 | 68.3407 | 175598.475 | 0.042392 | 509.9986 | 12.6823 | 108743.1185 | 0.61927 | 2.5526e-06 | 0.00080774
2403 | 0.75 | 0.065 | 1.3215 | 1.9185 | 5 | 16200 | 9.0283 | 33.0733 | 47297.2955 | 0.20709 | 830.4828 | 47.0328 | 29322.3941 | 0.61996 | 0.00010153 | 0.032121
1332 | 1 | 0.083 | 2.896 | 1.8334 | 3 | 9720 | 14.7164 | 25.3263 | 58628.2744 | 0.18415 | 984.616 | 37.9302 | 36359.3149 | 0.62017 | 4.8166e-05 | 0.025335
1201 | 3 | 0.065 | 2.0039 | 2.7963 | 3 | 9720 | 28.9615 | 115.2421 | 332083.6594 | 0.015082 | 241.9347 | 6.6929 | 206057.1042 | 0.6205 | 3.2312e-07 | 0.00034109
45 | 0.5 | 0.065 | 2.802 | 2.8383 | 6 | 19440 | 14.2867 | 39.1102 | 57057.6912 | 0.085776 | 229.3198 | 38.9377 | 35418.464 | 0.62075 | 2.0901e-05 | 0.31824
2802 | 2.25 | 0.065 | 1.0789 | 2.3581 | 4 | 12960 | 16.2747 | 97.2116 | 192971.3942 | 0.03433 | 413.0067 | 11.508 | 119839.6815 | 0.62102 | 2.232e-06 | 0.0004993
1837 | 0.1875 | 0.049 | 1.581 | 1.6432 | 7 | 22680 | 4.6385 | 10.0403 | 9534.4623 | 1.4671 | 1470.8709 | 232.7572 | 5925.124 | 0.62144 | 0.0071339 | 30.4316
1956 | 2.5 | 0.065 | 0.76169 | 2.7133 | 5 | 16200 | 15.9862 | 155.2456 | 263621.4139 | 0.01992 | 266.2729 | 8.4118 | 163950.4319 | 0.62192 | 9.3935e-07 | 0.00025155
1390 | 0.625 | 0.083 | 2.7926 | 2.566 | 5 | 16200 | 14.7756 | 36.8421 | 61296.2835 | 0.093727 | 313.221 | 36.1743 | 38124.157 | 0.62197 | 2.0797e-05 | 0.1663
672 | 1.25 | 0.12 | 1.0403 | 2.7375 | 6 | 19440 | 13.3665 | 94.049 | 134235.8754 | 0.038575 | 257.8212 | 16.5115 | 83524.3887 | 0.62222 | 4.2272e-06 | 0.0053937
957 | 0.375 | 0.02 | 2.8894 | 1.5882 | 4 | 12960 | 8.0811 | 11.0715 | 17187.9842 | 0.88999 | 1784.5192 | 128.8318 | 10704.7769 | 0.62281 | 0.0015001 | 0.42797
1675 | 2.5 | 0.065 | 2.4486 | 2.8475 | 3 | 9720 | 29.4636 | 97.8224 | 281324.3 | 0.01731 | 231.3878 | 7.8576 | 175512.4982 | 0.62388 | 4.256e-07 | 0.00074567
138 | 0.625 | 0.065 | 1.1603 | 2.0446 | 6 | 19440 | 8.1073 | 35.2354 | 43089.5258 | 0.19987 | 667.9485 | 51.2692 | 26899.464 | 0.62427 | 0.00011349 | 0.060019
2761 | 3 | 0.065 | 2.0295 | 2.841 | 3 | 9720 | 29.3124 | 117.0835 | 335930.4025 | 0.014547 | 233.351 | 6.5762 | 209713.4445 | 0.62428 | 3.0059e-07 | 0.00034505
940 | 0.3125 | 0.065 | 2.7221 | 2.6197 | 7 | 22680 | 10.5509 | 26.38 | 31648.1141 | 0.17552 | 293.2779 | 69.7889 | 19761.2425 | 0.62441 | 0.0001021 | 3.5056
2012 | 0.375 | 0.049 | 1.1332 | 1.9159 | 7 | 22680 | 6.0093 | 23.174 | 23452.9702 | 0.41883 | 839.7986 | 94.1608 | 14646.3805 | 0.6245 | 0.00058139 | 0.40791
2148 | 0.1875 | 0.049 | 2.9609 | 2.4638 | 8 | 25920 | 8.2447 | 17.0769 | 17486.94 | 0.35148 | 352.3742 | 126.2379 | 10924.7292 | 0.62474 | 0.00046793 | 42.7325
1272 | 1.5 | 0.095 | 0.97024 | 1.8205 | 4 | 12960 | 10.3479 | 50.12 | 85322.2738 | 0.12852 | 1030.7468 | 25.8195 | 53413.6973 | 0.62602 | 3.128e-05 | 0.0022713
1254 | 3 | 0.065 | 1.1575 | 2.9398 | 4 | 12960 | 22.6453 | 161.4713 | 350433.4293 | 0.013235 | 212.3016 | 6.279 | 219638.3024 | 0.62676 | 3.3175e-07 | 0.00020247
37 | 1.75 | 0.065 | 1.6526 | 1.8631 | 3 | 9720 | 14.6983 | 44.9006 | 102483.573 | 0.10171 | 951.7265 | 21.4461 | 64306.1957 | 0.62748 | 1.4694e-05 | 0.0017776
1792 | 1 | 0.083 | 1.5697 | 2.4568 | 5 | 16200 | 13.4374 | 56.3418 | 89922.272 | 0.068681 | 367.2351 | 24.4394 | 56430.0748 | 0.62754 | 1.1167e-05 | 0.013989
549 | 0.1875 | 0.035 | 2.5591 | 1.7137 | 6 | 19440 | 5.8636 | 8.9944 | 9851.6034 | 1.2796 | 1282.8756 | 223.0328 | 6183.4645 | 0.62766 | 0.0046516 | 14.4069
847 | 0.625 | 0.083 | 2.4115 | 1.8447 | 4 | 12960 | 10.6637 | 21.2644 | 36512.838 | 0.29173 | 974.8963 | 60.162 | 22923.3586 | 0.62782 | 0.00016118 | 0.15478
1582 | 0.4375 | 0.049 | 1.3612 | 2.2323 | 7 | 22680 | 7.8292 | 31.4368 | 34152.2863 | 0.21377 | 500.0669 | 64.3062 | 21446.0774 | 0.62795 | 0.00015145 | 0.22563
2391 | 1.75 | 0.065 | 1.1399 | 1.5574 | 3 | 9720 | 10.5964 | 37.5624 | 76246.7642 | 0.21169 | 1980.8346 | 28.773 | 47930.9335 | 0.62863 | 6.3654e-05 | 0.0013225
2410 | 0.3125 | 0.083 | 1.5038 | 1.412 | 5 | 16200 | 5.0569 | 10.2669 | 12146.9811 | 1.7978 | 3004.0389 | 180.5798 | 7637.1508 | 0.62873 | 0.0076518 | 6.3511
1552 | 0.1875 | 0.049 | 2.4485 | 1.6706 | 6 | 19440 | 5.6739 | 8.7726 | 9591.5756 | 1.3988 | 1402.3755 | 228.4942 | 6035.6686 | 0.62927 | 0.0055585 | 41.6689
1179 | 0.4375 | 0.049 | 2.2534 | 2.3975 | 6 | 19440 | 10.4909 | 28.9535 | 37785.698 | 0.17038 | 398.5702 | 57.9393 | 23802.7767 | 0.62994 | 8.2468e-05 | 0.33979
2250 | 2.25 | 0.065 | 0.67436 | 2.4335 | 5 | 16200 | 13.0379 | 125.3484 | 196849.8701 | 0.031883 | 383.5704 | 11.1175 | 124048.9014 | 0.63017 | 2.4065e-06 | 0.00032598
2654 | 0.875 | 0.12 | 0.76587 | 2.3654 | 7 | 22680 | 8.625 | 66.4208 | 74242.855 | 0.08875 | 415.2231 | 29.4764 | 46787.0329 | 0.63019 | 2.6105e-05 | 0.020039
2129 | 0.4375 | 0.049 | 1.9086 | 2.6483 | 7 | 22680 | 10.384 | 37.2615 | 43684.7299 | 0.12495 | 292.2822 | 50.0625 | 27547.8721 | 0.63061 | 5.174e-05 | 0.28861
583 | 0.6875 | 0.065 | 0.6177 | 1.9516 | 7 | 22680 | 6.0064 | 43.1204 | 42979.9439 | 0.21998 | 808.6487 | 50.6918 | 27205.8593 | 0.63299 | 0.00016038 | 0.024851
2541 | 0.1875 | 0.02 | 2.3867 | 2.3052 | 8 | 25920 | 6.9321 | 15.9889 | 15088.1089 | 0.45687 | 458.0381 | 144.2047 | 9563.5969 | 0.63385 | 0.00079063 | 4.9981
408 | 2.125 | 0.065 | 2.8366 | 1.7416 | 2 | 6480 | 19.8488 | 34.0208 | 109631.8393 | 0.11066 | 1257.3698 | 19.8372 | 69521.6013 | 0.63414 | 1.1596e-05 | 0.001532
1253 | 0.4375 | 0.049 | 1.3795 | 1.9202 | 6 | 19440 | 6.9947 | 23.2247 | 26604.3374 | 0.36752 | 859.7439 | 81.6572 | 16889.0888 | 0.63482 | 0.00038372 | 0.23924
1911 | 0.3125 | 0.035 | 1.8537 | 2.2345 | 7 | 22680 | 7.6558 | 22.5279 | 23932.3084 | 0.30452 | 508.8294 | 90.7414 | 15198.3003 | 0.63505 | 0.00030734 | 0.85037
2422 | 3 | 0.065 | 1.2509 | 2.1792 | 3 | 9720 | 18.6329 | 89.8499 | 218829.3875 | 0.034866 | 559.2802 | 9.9225 | 138988.9125 | 0.63515 | 1.7267e-06 | 0.00022477
1449 | 2.5 | 0.065 | 0.83141 | 2.227 | 4 | 12960 | 14.1467 | 101.9988 | 188486.4076 | 0.038902 | 520.0148 | 11.5176 | 119740.3011 | 0.63527 | 2.8661e-06 | 0.00028102
905 | 1.25 | 0.12 | 0.87106 | 2.559 | 6 | 19440 | 11.4322 | 87.9293 | 116560.5182 | 0.04951 | 330.9068 | 18.6023 | 74136.8942 | 0.63604 | 6.9635e-06 | 0.0046835
1232 | 1.25 | 0.065 | 1.5526 | 1.5552 | 3 | 9720 | 10.3492 | 26.844 | 53332.3493 | 0.30385 | 2030.8146 | 40.598 | 33970.0687 | 0.63695 | 0.00013114 | 0.0056687
447 | 2.5 | 0.065 | 1.1217 | 2.6446 | 4 | 12960 | 18.5713 | 121.0889 | 242392.6657 | 0.02257 | 301.7006 | 8.9321 | 154400.0716 | 0.63698 | 9.6475e-07 | 0.0003614
1855 | 0.15625 | 0.035 | 2.2912 | 1.3267 | 5 | 16200 | 4.204 | 4.9188 | 5261.6797 | 5.2339 | 4372.6876 | 411.4594 | 3351.7649 | 0.63701 | 0.06485 | 45.7979
794 | 0.4375 | 0.049 | 1.4443 | 1.6261 | 5 | 16200 | 6.2911 | 16.4433 | 20295.1506 | 0.70802 | 1656.2658 | 106.6243 | 12934.341 | 0.63731 | 0.0011867 | 0.2628
2401 | 2.25 | 0.065 | 2.4124 | 2.7195 | 3 | 9720 | 26.2927 | 84.1057 | 227114.7744 | 0.023039 | 277.1691 | 9.5277 | 144748.1066 | 0.63733 | 7.5393e-07 | 0.0010447
1974 | 0.375 | 0.028 | 2.0213 | 1.4133 | 4 | 12960 | 6.0967 | 9.8724 | 13561.5092 | 1.6052 | 3218.6027 | 159.1654 | 8664.6652 | 0.63892 | 0.0048799 | 0.41069
1173 | 0.6875 | 0.065 | 1.8874 | 2.8366 | 6 | 19440 | 13.3414 | 53.6759 | 73703.44 | 0.066467 | 244.3348 | 29.2533 | 47143.9038 | 0.63964 | 1.255e-05 | 0.058003
894 | 0.6875 | 0.065 | 0.68794 | 1.7578 | 6 | 19440 | 5.8007 | 33.3303 | 35806.6031 | 0.3316 | 1218.9505 | 60.1959 | 22910.4509 | 0.63984 | 0.00031236 | 0.028179
802 | 0.625 | 0.028 | 2.891 | 2.7326 | 5 | 16200 | 15.2444 | 39.2221 | 63081.3828 | 0.082319 | 275.0948 | 34.1521 | 40381.5324 | 0.64015 | 1.6042e-05 | 0.072469
396 | 1.25 | 0.12 | 2.3228 | 2.7065 | 4 | 12960 | 19.1755 | 62.0513 | 124877.1001 | 0.042218 | 282.1737 | 17.2438 | 79977.6034 | 0.64045 | 3.3756e-06 | 0.01129
2366 | 1.25 | 0.049 | 0.9309 | 2.1624 | 5 | 16200 | 10.3428 | 61.9713 | 88838.5893 | 0.087123 | 582.2988 | 24.2248 | 56929.8583 | 0.64082 | 1.7969e-05 | 0.0030371
2357 | 0.875 | 0.12 | 2.685 | 2.3891 | 4 | 12960 | 15.7979 | 38.4102 | 73011.0887 | 0.088712 | 415.0426 | 29.4705 | 46796.433 | 0.64095 | 1.4904e-05 | 0.060351
1983 | 0.3125 | 0.028 | 2.6324 | 2.6893 | 7 | 22680 | 10.2517 | 27.0763 | 30850.5869 | 0.17264 | 288.4589 | 69.7289 | 19778.2541 | 0.6411 | 9.8775e-05 | 0.87576
2337 | 0.6875 | 0.065 | 2.4662 | 1.4682 | 3 | 9720 | 9.228 | 14.0244 | 26515.3695 | 0.72478 | 2664.3205 | 81.0854 | 17008.185 | 0.64145 | 0.00074616 | 0.083468
2134 | 0.28125 | 0.028 | 1.5847 | 2.337 | 8 | 25920 | 6.9099 | 24.2211 | 22571.2919 | 0.29813 | 448.3282 | 95.2387 | 14480.6226 | 0.64155 | 0.00033665 | 0.91652
2330 | 0.6875 | 0.065 | 1.4181 | 2.4486 | 6 | 19440 | 10.391 | 46.3588 | 58875.866 | 0.10549 | 387.7918 | 36.4412 | 37844.9478 | 0.64279 | 3.1614e-05 | 0.046334
739 | 0.1875 | 0.035 | 2.7629 | 2.141 | 7 | 22680 | 7.0025 | 13.0278 | 13314.6622 | 0.5922 | 593.7113 | 161.1126 | 8559.9469 | 0.6429 | 0.0011623 | 14.3054
2620 | 0.4375 | 0.049 | 1.475 | 2.7945 | 8 | 25920 | 9.3436 | 44.8972 | 45488.7717 | 0.11022 | 257.8335 | 47.1396 | 29255.9702 | 0.64315 | 4.6015e-05 | 0.23009
1172 | 0.6875 | 0.065 | 2.5231 | 2.6802 | 5 | 16200 | 14.6939 | 42.3021 | 67083.7037 | 0.079823 | 293.4322 | 31.947 | 43168.9159 | 0.64351 | 1.5084e-05 | 0.076023
1633 | 2.25 | 0.065 | 1.6297 | 1.3835 | 2 | 6480 | 12.6524 | 28.6434 | 76626.2953 | 0.30619 | 3683.7021 | 27.9275 | 49381.9805 | 0.64445 | 8.878e-05 | 0.00079307
2622 | 2 | 0.065 | 1.524 | 2.8199 | 4 | 12960 | 20.0563 | 103.322 | 208388.0915 | 0.023723 | 253.6902 | 10.2687 | 134303.4501 | 0.64449 | 1.0658e-06 | 0.001002
345 | 0.28125 | 0.028 | 1.5453 | 1.4441 | 5 | 16200 | 4.7877 | 9.4646 | 10471.1904 | 1.9348 | 2909.558 | 204.2882 | 6750.8328 | 0.64471 | 0.0088618 | 1.0885
2685 | 1.25 | 0.083 | 0.68211 | 2.3039 | 6 | 19440 | 9.2725 | 79.181 | 96826.3527 | 0.071262 | 476.2916 | 22.0772 | 62467.7986 | 0.64515 | 1.4426e-05 | 0.0029321
1145 | 3 | 0.065 | 2.1046 | 1.8212 | 2 | 6480 | 20.7206 | 50.1386 | 161147.2575 | 0.067989 | 1090.593 | 13.2619 | 103990.4085 | 0.64531 | 4.3772e-06 | 0.00037242
2269 | 1.375 | 0.065 | 2.4359 | 2.0851 | 3 | 9720 | 16.7896 | 39.5036 | 91032.8835 | 0.091083 | 669.6458 | 23.4256 | 58872.1304 | 0.64671 | 1.1784e-05 | 0.0057609
1627 | 0.21875 | 0.035 | 2.4693 | 2.2104 | 7 | 22680 | 7.2384 | 15.6545 | 15973.8514 | 0.46534 | 544.286 | 133.1507 | 10357.5543 | 0.64841 | 0.00071769 | 5.7274
2885 | 3 | 0.065 | 1.9679 | 1.7651 | 2 | 6480 | 19.4708 | 48.5993 | 152011.1081 | 0.077361 | 1240.9351 | 13.9867 | 98601.8135 | 0.64865 | 5.6672e-06 | 0.00035131
2222 | 2.125 | 0.065 | 1.2313 | 2.6038 | 4 | 12960 | 17.4267 | 101.3698 | 194181.1457 | 0.028889 | 328.2449 | 10.9368 | 126098.3231 | 0.64938 | 1.5806e-06 | 0.00067838
2226 | 1.5 | 0.12 | 2.5589 | 1.4138 | 2 | 6480 | 13.1752 | 19.572 | 52995.1218 | 0.41025 | 3290.3877 | 40.0623 | 34424.2444 | 0.64957 | 0.00015938 | 0.0065936
510 | 0.75 | 0.049 | 0.66828 | 2.5108 | 8 | 25920 | 7.5868 | 69.0567 | 65138.2574 | 0.091422 | 366.6202 | 32.5915 | 42315.1536 | 0.64962 | 3.1658e-05 | 0.014129
2898 | 1.25 | 0.035 | 0.9178 | 2.1859 | 5 | 16200 | 10.218 | 62.6415 | 87888.3046 | 0.086323 | 576.9542 | 24.1412 | 57127.0494 | 0.65 | 1.7641e-05 | 0.0027294
342 | 0.28125 | 0.028 | 2.1419 | 2.7414 | 8 | 25920 | 8.8206 | 28.381 | 27809.0863 | 0.18578 | 279.3859 | 76.2614 | 18084.0452 | 0.65029 | 0.00013074 | 1.1292
2837 | 1 | 0.065 | 2.7445 | 1.8818 | 3 | 9720 | 14.0237 | 25.9909 | 56096.168 | 0.18188 | 972.5144 | 37.7907 | 36493.4707 | 0.65055 | 4.6989e-05 | 0.020471
580 | 0.09375 | 0.02 | 1.0623 | 1.4795 | 8 | 25920 | 2.6902 | 5.2532 | 3667.9793 | 5.1155 | 2564.2724 | 576.1818 | 2393.5418 | 0.65255 | 0.099119 | 137.8097
2011 | 1.25 | 0.12 | 1.9687 | 1.78 | 3 | 9720 | 12.7274 | 30.6986 | 64197.8916 | 0.17967 | 1200.8298 | 32.9019 | 41915.9412 | 0.65292 | 4.5851e-05 | 0.010318
1120 | 0.28125 | 0.028 | 2.986 | 2.7846 | 7 | 22680 | 10.435 | 25.2443 | 28205.2964 | 0.17874 | 268.8007 | 74.8604 | 18422.5012 | 0.65316 | 0.00010589 | 1.4959
2400 | 0.21875 | 0.035 | 1.8547 | 2.2817 | 8 | 25920 | 6.4225 | 18.4361 | 16516.3545 | 0.425 | 497.0991 | 127.816 | 10789.8492 | 0.65328 | 0.00068417 | 4.5339
539 | 3 | 0.065 | 2.0817 | 1.8373 | 2 | 6480 | 20.5114 | 50.5807 | 159618.0746 | 0.067319 | 1079.8482 | 13.2074 | 104419.7886 | 0.65419 | 4.2914e-06 | 0.00036889
2674 | 1.25 | 0.049 | 2.2662 | 1.9319 | 3 | 9720 | 14.4274 | 33.3023 | 71964.8916 | 0.13416 | 896.6593 | 29.269 | 47118.5651 | 0.65474 | 2.5565e-05 | 0.006834
2318 | 1.25 | 0.065 | 1.6142 | 2.2695 | 4 | 12960 | 13.7759 | 52.0603 | 91984.1745 | 0.077048 | 514.9602 | 22.8978 | 60229.1303 | 0.65478 | 1.1243e-05 | 0.0054996
2184 | 0.3125 | 0.016 | 2.9803 | 2.9637 | 7 | 22680 | 11.4114 | 29.821 | 33941.5573 | 0.13498 | 225.5484 | 62.0194 | 22236.841 | 0.65515 | 6.0389e-05 | 0.67371
2711 | 0.5 | 0.12 | 2.2466 | 2.1431 | 5 | 16200 | 10.0355 | 24.6752 | 34599.3859 | 0.22749 | 608.1857 | 60.737 | 22706.3434 | 0.65626 | 0.00012251 | 1.1397
560 | 0.125 | 0.035 | 2.2247 | 1.6966 | 7 | 22680 | 4.4427 | 6.9671 | 6147.5694 | 2.101 | 1404.26 | 341.7896 | 4034.9828 | 0.65635 | 0.01463 | 206.3785
819 | 1 | 0.049 | 1.5518 | 1.9839 | 4 | 12960 | 10.9359 | 36.4609 | 59746.9838 | 0.15306 | 818.3759 | 35.1546 | 39230.0075 | 0.6566 | 4.4366e-05 | 0.010614
635 | 1 | 0.049 | 1.7447 | 2.7696 | 5 | 16200 | 14.7706 | 63.4921 | 98043.8698 | 0.051858 | 277.2796 | 21.4224 | 64377.1685 | 0.65662 | 6.3663e-06 | 0.011147
907 | 0.5 | 0.028 | 2.0193 | 2.5722 | 6 | 19440 | 10.7084 | 35.4607 | 43978.6266 | 0.13012 | 347.8695 | 47.7174 | 28901.7483 | 0.65718 | 4.8098e-05 | 0.11829
2041 | 0.28125 | 0.028 | 2.1502 | 2.3814 | 7 | 22680 | 7.9273 | 21.615 | 22190.3961 | 0.29351 | 441.3894 | 94.5575 | 14584.9304 | 0.65726 | 0.00028552 | 1.1769
915 | 0.6875 | 0.065 | 1.0915 | 1.4403 | 4 | 12960 | 6.0506 | 18.2892 | 24708.0365 | 0.82696 | 3039.9297 | 84.907 | 16242.6571 | 0.65738 | 0.0012952 | 0.043751
1166 | 0.5 | 0.049 | 1.5413 | 2.7014 | 7 | 22680 | 9.6974 | 43.4078 | 46997.2971 | 0.11252 | 300.8106 | 44.4427 | 31031.3425 | 0.66028 | 4.1959e-05 | 0.1382
2933 | 1.75 | 0.065 | 0.78558 | 1.8827 | 4 | 12960 | 9.8566 | 60.4343 | 95352.4524 | 0.10689 | 1000.208 | 21.9003 | 62972.3581 | 0.66042 | 2.1639e-05 | 0.00093032
2497 | 0.75 | 0.083 | 1.3922 | 1.2501 | 3 | 9720 | 6.2499 | 13.0396 | 20762.0793 | 1.7328 | 6948.6975 | 100.5341 | 13717.8863 | 0.66072 | 0.0042647 | 0.049755
2472 | 0.28125 | 0.028 | 0.87427 | 1.9202 | 8 | 25920 | 4.4739 | 19.9334 | 15893.5934 | 0.61515 | 925.08 | 131.1771 | 10513.3867 | 0.66149 | 0.0014333 | 0.64537
1406 | 0.375 | 0.083 | 1.0293 | 1.6627 | 6 | 19440 | 5.0053 | 17.2845 | 17350.4193 | 0.78245 | 1568.8802 | 120.0856 | 11484.4365 | 0.66191 | 0.0017392 | 1.2674
2833 | 0.75 | 0.083 | 1.2114 | 1.557 | 4 | 12960 | 7.0146 | 21.5358 | 30477.6547 | 0.52998 | 2125.3329 | 68.3531 | 20176.3435 | 0.662 | 0.00053195 | 0.041083
2304 | 0.4375 | 0.049 | 1.5603 | 2.1319 | 6 | 19440 | 7.7181 | 25.7656 | 28918.1071 | 0.27487 | 643.0097 | 71.9783 | 19160.163 | 0.66257 | 0.00021464 | 0.26004
2412 | 0.1875 | 0.02 | 2.3353 | 2.4136 | 8 | 25920 | 6.8144 | 16.7326 | 14873.0489 | 0.42792 | 429.0126 | 139.9259 | 9856.0407 | 0.66268 | 0.0006936 | 4.9268
2611 | 0.15625 | 0.035 | 2.9282 | 1.4814 | 5 | 16200 | 4.9624 | 5.4714 | 5983.603 | 3.1234 | 2609.4932 | 347.1514 | 3972.6626 | 0.66392 | 0.023095 | 52.0816
2356 | 1.375 | 0.035 | 2.055 | 2.8058 | 4 | 12960 | 18.7008 | 70.7357 | 134183.8472 | 0.037129 | 272.9771 | 15.479 | 89095.6343 | 0.66398 | 2.6109e-06 | 0.0039569
1708 | 2.125 | 0.065 | 2.6395 | 1.7607 | 2 | 6480 | 18.5723 | 34.3914 | 103022.1937 | 0.11481 | 1304.4865 | 20.1356 | 68491.3114 | 0.66482 | 1.2482e-05 | 0.0014397
949 | 2.375 | 0.065 | 1.9414 | 2.6049 | 3 | 9720 | 22.5571 | 85.0347 | 207304.7699 | 0.027043 | 343.4153 | 9.9989 | 137927.0604 | 0.66533 | 1.0388e-06 | 0.00071838
485 | 0.6875 | 0.065 | 2.1352 | 1.9511 | 4 | 12960 | 10.4247 | 24.7112 | 39363.4183 | 0.24031 | 883.3957 | 52.6468 | 26195.6294 | 0.66548 | 0.00010937 | 0.069701
1206 | 2 | 0.065 | 2.6667 | 2.8516 | 3 | 9720 | 25.86 | 78.4046 | 198716.7716 | 0.024452 | 261.4902 | 10.4202 | 132349.9674 | 0.66602 | 8.4929e-07 | 0.0016987
145 | 0.15625 | 0.049 | 1.7171 | 1.4609 | 6 | 19440 | 3.9293 | 6.4416 | 6000.256 | 3.2536 | 2718.2158 | 345.0414 | 3996.9558 | 0.66613 | 0.030072 | 174.3337
78 | 0.15625 | 0.035 | 2.0737 | 1.3406 | 5 | 16200 | 3.945 | 4.9685 | 5015.2181 | 5.2667 | 4400.1313 | 412.2567 | 3345.2829 | 0.66703 | 0.065666 | 43.6527
1454 | 0.75 | 0.083 | 2.4412 | 2.8972 | 5 | 16200 | 15.4272 | 49.8531 | 76532.6138 | 0.061963 | 248.4831 | 27.0139 | 51052.0365 | 0.66706 | 9.0892e-06 | 0.066026
1027 | 2.125 | 0.065 | 2.3346 | 2.7344 | 3 | 9720 | 24.1583 | 79.8767 | 197919.2364 | 0.02621 | 297.8086 | 10.4411 | 132084.779 | 0.66737 | 9.758e-07 | 0.0012292
232 | 2.375 | 0.065 | 2.2849 | 2.893 | 3 | 9720 | 26.2862 | 94.4197 | 239675.4135 | 0.01983 | 251.8263 | 8.6183 | 160022.3322 | 0.66766 | 5.5857e-07 | 0.00083056
836 | 0.375 | 0.02 | 2.1316 | 2.8024 | 7 | 22680 | 10.0036 | 33.8127 | 36227.5167 | 0.13779 | 276.2808 | 57.0163 | 24188.0993 | 0.66767 | 6.2924e-05 | 0.29454
1596 | 0.375 | 0.028 | 1.186 | 1.8034 | 6 | 19440 | 5.5427 | 18.7316 | 18823.5401 | 0.59493 | 1192.8866 | 109.596 | 12583.6234 | 0.6685 | 0.0010055 | 0.25335
433 | 0.4375 | 0.049 | 2.1225 | 2.5073 | 6 | 19440 | 9.9669 | 30.2708 | 36110.0038 | 0.1653 | 386.6947 | 57.1295 | 24140.1556 | 0.66852 | 7.7627e-05 | 0.32472
1854 | 0.625 | 0.083 | 2.3492 | 1.9548 | 4 | 12960 | 10.4264 | 22.5238 | 35789.9061 | 0.26327 | 879.8202 | 57.616 | 23936.3136 | 0.6688 | 0.00013127 | 0.15171
2527 | 0.4375 | 0.049 | 2.5453 | 2.7649 | 6 | 19440 | 11.6585 | 33.3627 | 41520.1192 | 0.12278 | 287.2156 | 49.6461 | 27778.9392 | 0.66905 | 4.2825e-05 | 0.37337
528 | 0.28125 | 0.028 | 1.2044 | 2.1918 | 8 | 25920 | 5.6059 | 22.7275 | 18996.704 | 0.39737 | 597.5811 | 108.4822 | 12712.8272 | 0.66921 | 0.00059811 | 0.77137
2015 | 2.125 | 0.065 | 1.4279 | 2.9602 | 4 | 12960 | 19.9727 | 115.2212 | 220547.2496 | 0.020811 | 236.4555 | 9.3407 | 147645.7245 | 0.66945 | 8.2021e-07 | 0.00077049
2049 | 0.4375 | 0.049 | 0.64067 | 2.0378 | 8 | 25920 | 4.8933 | 32.7897 | 26511.9558 | 0.32698 | 764.9011 | 77.6574 | 17758.9724 | 0.66985 | 0.00040497 | 0.1341
2663 | 1.375 | 0.049 | 0.82611 | 2.2582 | 5 | 16200 | 10.1316 | 71.1599 | 95953.4406 | 0.074525 | 547.9066 | 21.4311 | 64351.0726 | 0.67065 | 1.3148e-05 | 0.001975
1548 | 1.25 | 0.083 | 1.8791 | 1.7956 | 3 | 9720 | 12.2153 | 30.965 | 61858.3723 | 0.18282 | 1221.9081 | 33.2279 | 41504.7006 | 0.67096 | 4.7475e-05 | 0.0074928
878 | 1.25 | 0.12 | 1.712 | 2.411 | 4 | 12960 | 14.5216 | 55.295 | 96526.7776 | 0.066059 | 441.514 | 21.283 | 64799.042 | 0.67131 | 8.2644e-06 | 0.0087267
134 | 1.375 | 0.035 | 2.0807 | 2.8704 | 4 | 12960 | 18.9164 | 72.3583 | 135628.491 | 0.035467 | 260.7517 | 15.1404 | 91088.1842 | 0.6716 | 2.3823e-06 | 0.0039995
343 | 2.25 | 0.065 | 1.5039 | 2.2038 | 3 | 9720 | 16.9468 | 68.1923 | 150255.4713 | 0.04974 | 598.4004 | 13.6327 | 101162.5215 | 0.67327 | 3.5142e-06 | 0.00069116
2662 | 0.6875 | 0.065 | 1.5978 | 2.2229 | 5 | 16200 | 9.8465 | 35.1159 | 46782.5741 | 0.15726 | 578.0909 | 43.7417 | 31528.6259 | 0.67394 | 5.8546e-05 | 0.053016
503 | 2.5 | 0.065 | 0.77168 | 2.3041 | 4 | 12960 | 13.2364 | 105.5223 | 177395.7129 | 0.038891 | 519.8733 | 11.5161 | 119755.1303 | 0.67507 | 2.8646e-06 | 0.00026449
412 | 0.25 | 0.049 | 2.831 | 2.202 | 6 | 19440 | 7.9477 | 15.2813 | 16944.118 | 0.44175 | 590.5032 | 120.4404 | 11450.6 | 0.67579 | 0.00055437 | 6.6362
2991 | 2.125 | 0.065 | 0.95054 | 2.3668 | 4 | 12960 | 13.7893 | 92.1569 | 156512.2919 | 0.042059 | 477.8838 | 13.0336 | 105812.6769 | 0.67607 | 3.3502e-06 | 0.00054678
2725 | 0.875 | 0.065 | 1.5337 | 2.4843 | 5 | 16200 | 11.7019 | 49.8728 | 69431.126 | 0.0873 | 408.4388 | 29.3665 | 46962.1245 | 0.67638 | 1.8042e-05 | 0.019386
56 | 0.15625 | 0.035 | 2.4526 | 2.3102 | 8 | 25920 | 6.1482 | 13.383 | 11379.628 | 0.60342 | 504.1302 | 179.0879 | 7700.7739 | 0.67672 | 0.0013792 | 38.691
2847 | 0.0625 | 0.028 | 2.1625 | 1.3442 | 7 | 22680 | 2.9178 | 2.8688 | 2260.9971 | 11.5598 | 3863.1002 | 901.193 | 1530.3217 | 0.67683 | 0.44289 | 778194.9322
1203 | 2.375 | 0.065 | 1.3506 | 2.1532 | 3 | 9720 | 16.1419 | 70.3226 | 151616.0599 | 0.051456 | 653.4387 | 13.4334 | 102663.4106 | 0.67713 | 3.7609e-06 | 0.0005254
2068 | 0.4375 | 0.049 | 0.99675 | 2.4787 | 8 | 25920 | 6.7927 | 39.8437 | 34611.0468 | 0.1758 | 411.2386 | 58.7865 | 23459.7185 | 0.67781 | 0.00011706 | 0.17507
1330 | 0.1875 | 0.02 | 0.79435 | 1.7006 | 8 | 25920 | 3.2919 | 11.8426 | 8435.5777 | 1.5224 | 1526.2699 | 241.147 | 5718.9823 | 0.67796 | 0.0087787 | 2.7944
1595 | 0.375 | 0.083 | 2.1454 | 2.8389 | 7 | 22680 | 10.0588 | 34.2507 | 36403.9682 | 0.1344 | 269.4853 | 55.8097 | 24711.0274 | 0.6788 | 5.9867e-05 | 1.9537
2454 | 0.3125 | 0.028 | 1.4507 | 2.1787 | 7 | 22680 | 6.3124 | 21.9692 | 20351.9237 | 0.37507 | 626.7044 | 99.7956 | 13819.4024 | 0.67902 | 0.00046624 | 0.57773
1362 | 0.4375 | 0.049 | 1.6704 | 2.7301 | 7 | 22680 | 9.2721 | 38.4063 | 39535.7819 | 0.13153 | 307.6924 | 51.3029 | 26881.8296 | 0.67994 | 5.734e-05 | 0.2612
2683 | 0.375 | 0.02 | 0.99695 | 2.3385 | 8 | 25920 | 6.034 | 32.2547 | 26893.8929 | 0.24994 | 501.1496 | 75.3809 | 18295.2816 | 0.68028 | 0.00023662 | 0.16741
1462 | 0.75 | 0.049 | 1.4135 | 1.7182 | 4 | 12960 | 7.9384 | 23.7471 | 33854.4606 | 0.37002 | 1483.8491 | 59.8766 | 23032.6111 | 0.68034 | 0.0002593 | 0.029374
328 | 0.4375 | 0.049 | 1.2045 | 1.9618 | 6 | 19440 | 6.2946 | 23.725 | 24365.5909 | 0.3839 | 898.0564 | 83.185 | 16578.8834 | 0.68042 | 0.00041868 | 0.21911
467 | 2.375 | 0.065 | 1.2063 | 2.0352 | 3 | 9720 | 14.5742 | 66.478 | 138007.7021 | 0.062975 | 799.715 | 14.6779 | 93958.8002 | 0.68082 | 5.6331e-06 | 0.00047824
1375 | 1.5 | 0.049 | 0.88508 | 2.4997 | 5 | 16200 | 11.5925 | 85.8951 | 118025.5533 | 0.050829 | 407.6715 | 17.1545 | 80394.0002 | 0.68116 | 6.1163e-06 | 0.0015327
24 | 3 | 0.065 | 1.5269 | 1.6224 | 2 | 6480 | 15.4383 | 44.687 | 122533.3892 | 0.11796 | 1892.195 | 16.5212 | 83475.7333 | 0.68125 | 1.3177e-05 | 0.00028318
434 | 2 | 0.12 | 2.1707 | 2.5884 | 3 | 9720 | 21.3249 | 71.184 | 165564.6983 | 0.034212 | 365.86 | 12.2134 | 112918.5472 | 0.68202 | 1.6625e-06 | 0.0018037
1417 | 0.28125 | 0.028 | 2.0974 | 1.6993 | 5 | 16200 | 5.971 | 11.1052 | 12498.5508 | 1.0294 | 1548.0979 | 161.7854 | 8524.3472 | 0.68203 | 0.0025088 | 1.2992
1875 | 3 | 0.065 | 0.79095 | 2.6256 | 4 | 12960 | 15.9408 | 144.2321 | 252414.1148 | 0.021926 | 351.7152 | 8.0078 | 172221.6243 | 0.6823 | 9.105e-07 | 0.00014584
1295 | 0.4375 | 0.049 | 1.3379 | 2.8808 | 8 | 25920 | 8.6124 | 46.2783 | 42370.815 | 0.1129 | 264.1045 | 47.6883 | 28919.3333 | 0.68253 | 4.828e-05 | 0.21432
2145 | 0.875 | 0.12 | 1.0915 | 2.104 | 5 | 16200 | 8.7536 | 42.2662 | 53716.1158 | 0.15171 | 709.7722 | 37.5076 | 36768.9753 | 0.68451 | 5.4485e-05 | 0.028417
390 | 1.75 | 0.065 | 0.67646 | 2.9652 | 6 | 19440 | 12.3008 | 142.5255 | 174296.3813 | 0.026267 | 245.7846 | 11.5546 | 119356.4578 | 0.68479 | 1.96e-06 | 0.0007558
1661 | 0.21875 | 0.035 | 1.9656 | 2.1375 | 7 | 22680 | 6.0631 | 15.1443 | 13781.1979 | 0.57394 | 671.3001 | 146.1285 | 9437.6851 | 0.68482 | 0.0010917 | 4.9412
789 | 0.875 | 0.049 | 1.5533 | 1.4272 | 3 | 9720 | 7.6899 | 17.3091 | 28827.9698 | 0.73047 | 3417.5728 | 69.7875 | 19761.6458 | 0.6855 | 0.00075792 | 0.018897
851 | 0.6875 | 0.065 | 2.0324 | 1.4388 | 3 | 9720 | 7.8643 | 13.7475 | 23088.584 | 0.88805 | 3264.4731 | 87.0002 | 15851.8615 | 0.68657 | 0.0011202 | 0.072681
1502 | 0.3125 | 0.065 | 2.8728 | 2.5299 | 6 | 19440 | 9.685 | 21.8674 | 25148.9009 | 0.23384 | 390.7306 | 79.8289 | 17275.8959 | 0.68694 | 0.00015534 | 3.7917
1917 | 0.6875 | 0.065 | 0.85691 | 2.4958 | 7 | 22680 | 7.7608 | 55.0938 | 53266.5241 | 0.11292 | 415.1042 | 37.6125 | 36666.3599 | 0.68836 | 4.2262e-05 | 0.030798
2447 | 0.5 | 0.02 | 1.9366 | 1.6774 | 4 | 12960 | 7.3787 | 15.5182 | 21205.6719 | 0.62632 | 1674.4486 | 94.4036 | 14608.7167 | 0.68891 | 0.00074293 | 0.11139
776 | 1.75 | 0.065 | 2.3775 | 2.5648 | 3 | 9720 | 20.4981 | 61.7428 | 139580.5951 | 0.041192 | 385.4414 | 14.3205 | 96303.2877 | 0.68995 | 2.4102e-06 | 0.002421
494 | 0.3125 | 0.083 | 2.2811 | 2.7098 | 7 | 22680 | 9.0807 | 27.2816 | 27729.7198 | 0.18976 | 317.0717 | 72.0715 | 19135.3818 | 0.69007 | 0.00011934 | 7.3972
205 | 0.21875 | 0.035 | 1.5057 | 1.4008 | 5 | 16200 | 3.9858 | 7.185 | 7075.6414 | 3.1724 | 3710.572 | 282.4503 | 4882.6822 | 0.69007 | 0.023825 | 4.9724
2289 | 0.15625 | 0.035 | 1.9142 | 2.1377 | 8 | 25920 | 5.1225 | 12.3968 | 9817.6334 | 0.80552 | 672.9746 | 203.5161 | 6776.4434 | 0.69023 | 0.0024577 | 33.3802
2585 | 0.375 | 0.065 | 2.9412 | 2.8699 | 6 | 19440 | 11.5614 | 29.7027 | 35322.4659 | 0.13622 | 273.1261 | 56.3469 | 24475.4523 | 0.69291 | 5.2711e-05 | 1.3664
2175 | 0.15625 | 0.035 | 1.8026 | 1.829 | 7 | 22680 | 4.4807 | 9.3263 | 7735.1763 | 1.403 | 1172.1448 | 256.8536 | 5369.2667 | 0.69414 | 0.0065238 | 34.3507
1219 | 0.375 | 0.02 | 0.85056 | 1.9545 | 7 | 22680 | 4.8787 | 23.6372 | 19837.1214 | 0.47515 | 952.7303 | 99.9996 | 13791.2045 | 0.69522 | 0.00074827 | 0.16128
2741 | 0.4375 | 0.049 | 2.5238 | 2.3152 | 5 | 16200 | 9.8896 | 23.3344 | 29885.7706 | 0.22891 | 535.4764 | 66.3293 | 20791.9559 | 0.69571 | 0.00012404 | 0.38699
2803 | 0.125 | 0.049 | 2.1453 | 1.9999 | 8 | 25920 | 4.7454 | 9.3237 | 7394.6102 | 1.2168 | 813.2496 | 267.7584 | 5150.5958 | 0.69653 | 0.0056079 | 3272.564
302 | 0.4375 | 0.049 | 1.0162 | 1.8834 | 6 | 19440 | 5.5412 | 22.784 | 21955.9915 | 0.46385 | 1085.0679 | 90.038 | 15317.0341 | 0.69762 | 0.00061121 | 0.19744
1514 | 0.1875 | 0.028 | 1.5124 | 2.143 | 8 | 25920 | 4.9333 | 14.8766 | 11435.3419 | 0.68835 | 690.1075 | 172.7194 | 7984.7143 | 0.69825 | 0.0017947 | 5.9963
595 | 0.21875 | 0.035 | 2.3194 | 2.7641 | 8 | 25920 | 7.6618 | 22.2959 | 19158.6529 | 0.2662 | 311.3538 | 102.8934 | 13403.3448 | 0.6996 | 0.0002684 | 5.2593
1396 | 1.75 | 0.065 | 2.786 | 1.7218 | 2 | 6480 | 16.3364 | 27.7322 | 75307.4167 | 0.16552 | 1548.7681 | 26.1691 | 52700.092 | 0.6998 | 2.5942e-05 | 0.002939
1351 | 0.4375 | 0.049 | 2.4851 | 1.7835 | 4 | 12960 | 8.1039 | 14.4501 | 20101.1521 | 0.57123 | 1336.2798 | 97.9933 | 14073.5672 | 0.70014 | 0.00061799 | 0.40671
2169 | 2.375 | 0.065 | 0.61444 | 2.7326 | 5 | 16200 | 12.5959 | 148.5384 | 201390.6332 | 0.025785 | 327.4424 | 9.7757 | 141076.1029 | 0.70051 | 1.574e-06 | 0.00025124
2033 | 2.5 | 0.065 | 0.74102 | 2.3605 | 4 | 12960 | 12.7691 | 108.102 | 171702.6837 | 0.038514 | 514.8349 | 11.4652 | 120287.2517 | 0.70056 | 2.8093e-06 | 0.000256
1131 | 0.625 | 0.065 | 1.047 | 2.6902 | 7 | 22680 | 8.4567 | 53.9908 | 52133.7086 | 0.1021 | 341.2126 | 37.7304 | 36551.7867 | 0.70112 | 3.4552e-05 | 0.053351
2321 | 0.1875 | 0.035 | 1.2743 | 1.5227 | 6 | 19440 | 3.6607 | 8.012 | 6832.2726 | 2.5193 | 2525.6976 | 287.8663 | 4790.8184 | 0.7012 | 0.01803 | 9.9914
2399 | 2.25 | 0.065 | 1.2418 | 2.0807 | 3 | 9720 | 14.2507 | 64.3913 | 128083.908 | 0.065 | 781.9913 | 15.3418 | 89892.8175 | 0.70183 | 6.0013e-06 | 0.00058917
623 | 3 | 0.065 | 2.9746 | 2.4725 | 2 | 6480 | 28.6759 | 68.0064 | 219300.8446 | 0.027861 | 446.91 | 8.956 | 153988.2598 | 0.70218 | 7.3504e-07 | 0.00050681
2143 | 0.25 | 0.02 | 1.8302 | 2.6619 | 8 | 25920 | 7.0545 | 24.5201 | 20415.8074 | 0.26518 | 354.4704 | 96.1623 | 14341.5356 | 0.70247 | 0.00026635 | 1.2345
1726 | 0.3125 | 0.035 | 2.0772 | 1.4486 | 4 | 12960 | 5.4331 | 8.4585 | 10290.6491 | 1.9491 | 3256.8417 | 190.7731 | 7229.0876 | 0.70249 | 0.0071951 | 1.1198
1537 | 0.28125 | 0.028 | 2.4229 | 1.8634 | 5 | 16200 | 6.6686 | 12.1607 | 13693.6764 | 0.76095 | 1144.3279 | 143.3289 | 9622.0307 | 0.70266 | 0.0013708 | 1.4235
1891 | 1.5 | 0.095 | 1.465 | 1.8274 | 3 | 9720 | 11.5229 | 37.7766 | 70433.88 | 0.15439 | 1238.2417 | 27.8478 | 49523.3356 | 0.70312 | 3.3856e-05 | 0.0033333
224 | 2 | 0.065 | 1.5731 | 2.2292 | 3 | 9720 | 15.8604 | 61.3312 | 125619.1287 | 0.058267 | 623.1 | 15.6131 | 88330.5438 | 0.70316 | 4.8224e-06 | 0.0010738
472 | 0.5 | 0.028 | 0.81381 | 2.5322 | 8 | 25920 | 6.437 | 46.4884 | 37822.0429 | 0.15526 | 415.069 | 51.8306 | 26608.1383 | 0.70351 | 9.1301e-05 | 0.057224
454 | 0.5 | 0.02 | 1.8376 | 2.1557 | 5 | 16200 | 8.4774 | 24.8199 | 29853.5275 | 0.26077 | 697.1484 | 65.6065 | 21021.023 | 0.70414 | 0.00016098 | 0.10036
444 | 2.125 | 0.065 | 0.72637 | 2.8415 | 5 | 16200 | 13.2378 | 138.214 | 188500.6389 | 0.025918 | 294.4912 | 10.3853 | 132795.0124 | 0.70448 | 1.5903e-06 | 0.00042146
1828 | 0.4375 | 0.049 | 1.8201 | 2.997 | 7 | 22680 | 9.9709 | 42.1427 | 42143.3043 | 0.10691 | 250.0825 | 46.4503 | 29690.117 | 0.7045 | 3.7878e-05 | 0.27843
2941 | 0.25 | 0.065 | 2.3828 | 2.5495 | 7 | 22680 | 7.8311 | 20.5784 | 19519.5082 | 0.29747 | 397.6388 | 100.1292 | 13773.3512 | 0.70562 | 0.00029328 | 14.4586
2746 | 0.5 | 0.12 | 1.4723 | 1.9031 | 5 | 16200 | 7.0856 | 21.9329 | 25614.4054 | 0.38892 | 1039.7604 | 76.2835 | 18078.8093 | 0.70581 | 0.00035808 | 0.84372
730 | 2 | 0.12 | 1.5031 | 1.3644 | 2 | 6480 | 10.6389 | 25.132 | 58299.5338 | 0.42351 | 4528.9649 | 33.4562 | 41221.4724 | 0.70706 | 0.00016984 | 0.001429
1663 | 0.4375 | 0.049 | 0.72091 | 2.2783 | 8 | 25920 | 5.3214 | 36.6381 | 28337.1227 | 0.24837 | 580.9998 | 68.8051 | 20043.7868 | 0.70733 | 0.00023365 | 0.14334
2428 | 0.75 | 0.083 | 0.66671 | 2.3921 | 7 | 22680 | 6.8104 | 57.5971 | 52029.8408 | 0.12422 | 498.135 | 37.4494 | 36826.0758 | 0.70779 | 5.1139e-05 | 0.022901
2341 | 0.6875 | 0.065 | 1.5147 | 2.3005 | 5 | 16200 | 9.4111 | 36.3355 | 44959.0943 | 0.15387 | 565.6433 | 43.3167 | 31837.9243 | 0.70815 | 5.6052e-05 | 0.05095
1538 | 2.5 | 0.065 | 1.9281 | 2.9114 | 3 | 9720 | 23.5145 | 100.0116 | 226963.287 | 0.020739 | 277.2284 | 8.5769 | 160794.6816 | 0.70846 | 6.1094e-07 | 0.00060159
183 | 0.15625 | 0.049 | 1.3083 | 1.6584 | 7 | 22680 | 3.6568 | 8.4729 | 6637.2309 | 2.0589 | 1720.1225 | 293.2822 | 4702.3491 | 0.70848 | 0.014049 | 141.6788
1247 | 0.875 | 0.065 | 2.8119 | 1.9553 | 3 | 9720 | 12.7248 | 23.646 | 44930.289 | 0.20962 | 980.7324 | 43.3091 | 31843.5804 | 0.70873 | 6.2415e-05 | 0.034848
692 | 0.625 | 0.12 | 2.3126 | 1.4832 | 3 | 9720 | 8.0842 | 12.8943 | 21491.9969 | 0.86643 | 2895.4749 | 90.4837 | 15241.5899 | 0.70918 | 0.0010663 | 0.32721
929 | 0.375 | 0.02 | 0.96202 | 1.7854 | 6 | 19440 | 4.7748 | 18.5463 | 16718.4285 | 0.68521 | 1373.9042 | 116.2725 | 11861.0562 | 0.70946 | 0.0013338 | 0.18501
703 | 0.875 | 0.035 | 1.195 | 1.3328 | 3 | 9720 | 6.2566 | 16.1752 | 24243.9821 | 1.1152 | 5217.5683 | 80.1441 | 17207.937 | 0.70978 | 0.0017665 | 0.013794
1984 | 0.875 | 0.12 | 2.3991 | 1.7897 | 3 | 9720 | 11.0737 | 21.6597 | 39649.6104 | 0.28732 | 1344.261 | 48.9798 | 28156.805 | 0.71014 | 0.00011726 | 0.058265
2747 | 0.75 | 0.035 | 0.86577 | 1.8573 | 5 | 16200 | 6.4239 | 32.0236 | 35398.311 | 0.29647 | 1188.8941 | 54.859 | 25139.2582 | 0.71018 | 0.00020807 | 0.016614
1742 | 1.375 | 0.065 | 0.91824 | 2.5671 | 5 | 16200 | 11.0969 | 80.8701 | 104038.7375 | 0.055183 | 405.7107 | 18.6575 | 73917.2747 | 0.71048 | 7.2091e-06 | 0.0023702
2776 | 0.3125 | 0.035 | 2.0971 | 2.2793 | 6 | 19440 | 7.4684 | 19.719 | 20085.287 | 0.35015 | 585.0789 | 96.6289 | 14272.2898 | 0.71058 | 0.00034831 | 0.9714
2336 | 0.4375 | 0.049 | 1.6064 | 1.5073 | 4 | 12960 | 5.7603 | 12.2402 | 15104.5187 | 1.1741 | 2746.48 | 128.4909 | 10733.1718 | 0.71059 | 0.0026106 | 0.30561
2353 | 0.4375 | 0.049 | 0.90184 | 2.5239 | 8 | 25920 | 6.2864 | 40.567 | 32452.4099 | 0.18193 | 425.5837 | 59.7262 | 23090.6072 | 0.71152 | 0.00012537 | 0.16415
1127 | 1.375 | 0.065 | 0.60017 | 1.6228 | 4 | 12960 | 6.5066 | 40.9869 | 52472.3093 | 0.27531 | 2024.0789 | 36.8799 | 37394.8022 | 0.71266 | 0.00014355 | 0.0018679
937 | 3 | 0.065 | 0.79574 | 2.7939 | 4 | 12960 | 16.0286 | 153.4668 | 253696.4009 | 0.019769 | 317.1042 | 7.6239 | 180893.8982 | 0.71303 | 7.4012e-07 | 0.00014658
2309 | 0.09375 | 0.02 | 2.8352 | 1.8553 | 7 | 22680 | 4.3115 | 5.7467 | 4505.8223 | 2.3345 | 1170.2237 | 428.4239 | 3219.0439 | 0.71442 | 0.018062 | 221.1112
176 | 0.375 | 0.028 | 1.0671 | 1.553 | 5 | 16200 | 4.5251 | 13.4929 | 13361.7064 | 1.2177 | 2441.5675 | 144.447 | 9547.5536 | 0.71455 | 0.0035102 | 0.25897
2998 | 0.3125 | 0.049 | 1.5698 | 2.8 | 8 | 25920 | 7.4568 | 32.1844 | 26745.0216 | 0.18688 | 312.2687 | 72.1399 | 19117.2274 | 0.7148 | 0.00013229 | 1.1886
2618 | 0.4375 | 0.049 | 1.6352 | 1.5303 | 4 | 12960 | 5.8372 | 12.4239 | 15268.3767 | 1.1112 | 2599.3927 | 126.0187 | 10943.7312 | 0.71676 | 0.0023385 | 0.30893
1863 | 1.5 | 0.095 | 2.8039 | 1.6267 | 2 | 6480 | 14.2953 | 22.4921 | 57089.1382 | 0.25146 | 2016.8131 | 33.7025 | 40920.2705 | 0.71678 | 5.9877e-05 | 0.006079
1239 | 0.625 | 0.065 | 1.5769 | 2.8418 | 6 | 19440 | 10.4883 | 48.9024 | 53967.699 | 0.090516 | 302.4897 | 35.6372 | 38698.7211 | 0.71707 | 2.3275e-05 | 0.075171
702 | 0.75 | 0.083 | 0.68179 | 2.8811 | 8 | 25920 | 7.7103 | 79.2137 | 66040.9802 | 0.072423 | 290.4321 | 29.1168 | 47364.9532 | 0.71721 | 1.9867e-05 | 0.022256
1447 | 0.1875 | 0.028 | 2.4525 | 2.7338 | 8 | 25920 | 7.0824 | 18.9282 | 15362.8819 | 0.33778 | 338.642 | 124.9821 | 11034.5054 | 0.71826 | 0.00043217 | 8.0558
680 | 0.15625 | 0.035 | 1.1962 | 1.9024 | 8 | 25920 | 3.7548 | 11.0522 | 7734.677 | 1.289 | 1076.9102 | 248.1756 | 5557.0135 | 0.71845 | 0.0062935 | 26.2981
954 | 0.625 | 0.049 | 2.1067 | 1.4694 | 3 | 9720 | 7.496 | 12.7764 | 20148.4399 | 0.95131 | 3179.1027 | 95.0502 | 14509.3429 | 0.72012 | 0.0012854 | 0.087376
810 | 0.375 | 0.049 | 2.8113 | 1.8119 | 4 | 12960 | 7.9027 | 12.6059 | 16861.8441 | 0.6572 | 1317.752 | 113.4619 | 12154.8765 | 0.72085 | 0.00081799 | 0.89816
1580 | 0.28125 | 0.028 | 1.6506 | 2.7767 | 8 | 25920 | 7.1359 | 28.7443 | 23190.8381 | 0.21835 | 328.3638 | 82.3597 | 16745.0311 | 0.72205 | 0.00018059 | 0.94168
633 | 0.625 | 0.083 | 2.3169 | 1.5253 | 3 | 9720 | 8.0966 | 13.2559 | 21520.4433 | 0.79582 | 2659.5122 | 88.6729 | 15552.8364 | 0.7227 | 0.0008996 | 0.16218
2995 | 0.75 | 0.035 | 1.2909 | 2.8601 | 6 | 19440 | 10.329 | 59.023 | 63887.8936 | 0.07571 | 303.6113 | 29.8354 | 46224.1538 | 0.72352 | 1.6283e-05 | 0.020823
1920 | 0.1875 | 0.02 | 1.2412 | 1.8272 | 7 | 22680 | 3.9587 | 11.1443 | 8447.4872 | 1.2876 | 1290.8837 | 225.6258 | 6112.4003 | 0.72358 | 0.0054948 | 3.6549
478 | 1.25 | 0.049 | 0.93664 | 2.5284 | 5 | 16200 | 10.3975 | 72.4292 | 89254.803 | 0.065952 | 440.8014 | 21.3378 | 64632.3444 | 0.72413 | 1.0297e-05 | 0.0030513
1746 | 0.3125 | 0.065 | 2.3663 | 1.9753 | 5 | 16200 | 7.1107 | 14.2914 | 16056.7511 | 0.57449 | 959.9272 | 118.5845 | 11629.8094 | 0.72429 | 0.00078132 | 3.4861
1315 | 0.28125 | 0.028 | 2.3015 | 2.3269 | 6 | 19440 | 7.3948 | 18.1326 | 17925.4586 | 0.37826 | 568.8398 | 106.1162 | 12996.2729 | 0.72502 | 0.00040647 | 1.294
1394 | 0.625 | 0.02 | 2.5168 | 1.6094 | 3 | 9720 | 8.6677 | 13.9765 | 22825.0432 | 0.64683 | 2161.5885 | 83.2862 | 16558.7477 | 0.72546 | 0.00059428 | 0.06519
1949 | 2.375 | 0.065 | 1.3154 | 2.3096 | 3 | 9720 | 15.759 | 75.4152 | 148292.4474 | 0.046329 | 588.3303 | 12.8184 | 107588.7363 | 0.72552 | 3.0487e-06 | 0.00051388
2262 | 0.21875 | 0.035 | 1.4976 | 1.7492 | 6 | 19440 | 4.4716 | 10.6768 | 9267.5486 | 1.2957 | 1515.5266 | 204.8502 | 6732.3106 | 0.72644 | 0.0047694 | 4.5228
849 | 0.625 | 0.12 | 0.9769 | 2.706 | 7 | 22680 | 7.9895 | 54.3075 | 49643.3642 | 0.10623 | 355.0039 | 38.2219 | 36081.8526 | 0.72682 | 3.7401e-05 | 0.13882
479 | 0.625 | 0.049 | 0.86223 | 2.5727 | 7 | 22680 | 7.2249 | 51.6395 | 45567.9477 | 0.12555 | 419.5572 | 41.6188 | 33136.838 | 0.7272 | 5.224e-05 | 0.036296
2617 | 0.28125 | 0.028 | 1.0792 | 2.0165 | 7 | 22680 | 4.714 | 18.3304 | 14482.8936 | 0.61116 | 919.0773 | 130.8164 | 10542.3726 | 0.72792 | 0.0012379 | 0.76811
245 | 0.375 | 0.02 | 2.2641 | 2.1593 | 5 | 16200 | 7.9456 | 18.6909 | 21175.4233 | 0.36649 | 734.8431 | 89.4362 | 15420.0932 | 0.72821 | 0.00031796 | 0.33744
2053 | 0.1875 | 0.028 | 1.5453 | 2.2787 | 8 | 25920 | 5.0086 | 15.8072 | 11572.9983 | 0.60798 | 609.5319 | 163.5323 | 8433.2898 | 0.7287 | 0.0014001 | 6.0685
394 | 0.6875 | 0.065 | 2.5663 | 2.4044 | 4 | 12960 | 12.2314 | 30.4107 | 45416.675 | 0.14105 | 518.5202 | 41.6499 | 33112.1048 | 0.72907 | 3.7682e-05 | 0.080419
1442 | 3 | 0.065 | 2.8827 | 2.5504 | 2 | 6480 | 27.8354 | 70.1419 | 213157.0221 | 0.027225 | 436.7044 | 8.8608 | 155642.4201 | 0.73018 | 7.0185e-07 | 0.00049262
2999 | 1 | 0.035 | 0.90399 | 2.7945 | 6 | 19440 | 9.742 | 76.8381 | 80893.459 | 0.061979 | 331.3994 | 23.3416 | 59084.012 | 0.73039 | 1.0913e-05 | 0.0056519
1439 | 0.3125 | 0.028 | 1.4225 | 2.7707 | 8 | 25920 | 6.8956 | 31.849 | 25035.7998 | 0.20295 | 339.1172 | 75.302 | 18314.4662 | 0.73153 | 0.00015602 | 0.54413
2960 | 2.25 | 0.065 | 0.88164 | 2.5954 | 4 | 12960 | 13.5685 | 106.9765 | 163297.738 | 0.034534 | 415.46 | 11.5397 | 119509.9786 | 0.73185 | 2.2586e-06 | 0.00042252
870 | 0.0625 | 0.028 | 2.7595 | 1.7646 | 8 | 25920 | 3.5787 | 4.214 | 2986.6163 | 3.9397 | 1316.5744 | 630.6858 | 2186.6913 | 0.73216 | 0.05879 | 787016.6417
1768 | 0.0625 | 0.028 | 2.509 | 1.7149 | 8 | 25920 | 3.3879 | 4.1002 | 2870.3259 | 4.3846 | 1465.2544 | 655.9576 | 2102.4457 | 0.73248 | 0.072818 | 756372.4453
2398 | 0.25 | 0.065 | 1.638 | 1.8891 | 6 | 19440 | 5.2204 | 13.1354 | 11960.0318 | 0.8461 | 1131.0108 | 157.408 | 8761.4043 | 0.73256 | 0.0020337 | 12.0582
251 | 1.75 | 0.065 | 0.77664 | 2.7922 | 5 | 16200 | 11.8324 | 111.8832 | 140254.3525 | 0.035792 | 334.912 | 13.4035 | 102892.0584 | 0.73361 | 3.0328e-06 | 0.00087578
515 | 2.125 | 0.065 | 0.69599 | 2.9405 | 5 | 16200 | 12.7459 | 143.0212 | 182132.9049 | 0.025457 | 289.2439 | 10.2962 | 133944.2433 | 0.73542 | 1.5341e-06 | 0.00040723
2003 | 0.21875 | 0.035 | 1.3739 | 2.0209 | 7 | 22680 | 4.6823 | 14.328 | 11205.2347 | 0.7865 | 919.9185 | 167.3027 | 8243.2351 | 0.73566 | 0.0020501 | 4.0176
2539 | 0.125 | 0.028 | 2.9976 | 1.5321 | 5 | 16200 | 4.3312 | 4.5581 | 4306.2439 | 3.9263 | 2624.1947 | 434.789 | 3171.9182 | 0.73659 | 0.036494 | 114.3853
2099 | 1.75 | 0.065 | 1.4408 | 2.0816 | 3 | 9720 | 13.0035 | 50.1447 | 91643.0287 | 0.090768 | 849.3255 | 20.4297 | 67505.2563 | 0.73661 | 1.1702e-05 | 0.0015896
389 | 3 | 0.065 | 1.3871 | 2.8037 | 3 | 9720 | 20.5014 | 115.5459 | 239317.2477 | 0.020843 | 334.3418 | 7.8181 | 176399.915 | 0.7371 | 6.1708e-07 | 0.00024581
2230 | 0.75 | 0.065 | 1.9249 | 1.5638 | 3 | 9720 | 8.0765 | 16.2666 | 25769.4672 | 0.61927 | 2483.3992 | 72.5599 | 19006.5674 | 0.73756 | 0.00054472 | 0.048613
531 | 0.625 | 0.049 | 1.1882 | 2.55 | 6 | 19440 | 8.2663 | 43.8992 | 43816.1717 | 0.13248 | 442.7167 | 42.6652 | 32324.1206 | 0.73772 | 4.9857e-05 | 0.047504
2759 | 2.125 | 0.065 | 0.70671 | 2.9878 | 5 | 16200 | 12.9193 | 145.3205 | 184378.5614 | 0.024548 | 278.9177 | 10.118 | 136303.5526 | 0.73926 | 1.4265e-06 | 0.00041225
2723 | 0.09375 | 0.02 | 1.9225 | 1.9492 | 8 | 25920 | 3.6734 | 6.8639 | 4566.4038 | 2.0757 | 1040.4817 | 408.4029 | 3376.85 | 0.7395 | 0.016319 | 171.5644
1639 | 0.1875 | 0.028 | 2.7504 | 1.7481 | 5 | 16200 | 5.4056 | 7.6726 | 7686.541 | 1.5647 | 1568.6762 | 242.538 | 5686.1819 | 0.73976 | 0.0057958 | 10.3182
2432 | 2 | 0.12 | 2.1046 | 2.8309 | 3 | 9720 | 20.7204 | 77.8362 | 161145.9044 | 0.030495 | 326.1054 | 11.5679 | 119219.0599 | 0.73982 | 1.3209e-06 | 0.0017556
1935 | 0.25 | 0.065 | 2.6862 | 1.5031 | 4 | 12960 | 5.5698 | 7.0521 | 8398.9755 | 2.1293 | 2846.2969 | 221.9323 | 6214.1263 | 0.73987 | 0.0085866 | 19.0528
2765 | 0.5 | 0.028 | 2.775 | 2.1618 | 4 | 12960 | 9.9343 | 19.9471 | 27432.9261 | 0.2823 | 754.719 | 67.8497 | 20326.0371 | 0.74094 | 0.00015093 | 0.16602
1864 | 0.375 | 0.02 | 2.369 | 1.3025 | 3 | 9720 | 5.5377 | 6.8794 | 9404.887 | 3.1625 | 6341.042 | 197.8019 | 6972.2044 | 0.74134 | 0.014206 | 0.41631
1057 | 0.21875 | 0.035 | 2.455 | 2.618 | 7 | 22680 | 7.2051 | 18.5082 | 15911.8229 | 0.34946 | 408.7478 | 116.8673 | 11800.6892 | 0.74163 | 0.00040476 | 5.7051
268 | 0.09375 | 0.02 | 2.4621 | 1.8485 | 7 | 22680 | 3.9384 | 5.7263 | 4207.4606 | 2.5201 | 1263.2385 | 441.7756 | 3121.755 | 0.74196 | 0.021048 | 206.4699
2512 | 0.875 | 0.12 | 1.5835 | 2.847 | 5 | 16200 | 12.0342 | 57.1271 | 71202.5235 | 0.068413 | 320.0733 | 26.0983 | 52843.1324 | 0.74215 | 1.108e-05 | 0.037668
826 | 0.375 | 0.01 | 1.1697 | 2.4153 | 7 | 22680 | 6.1555 | 29.1678 | 23920.4812 | 0.26575 | 532.8455 | 77.6359 | 17763.8891 | 0.74262 | 0.00023406 | 0.15422
1657 | 0.4375 | 0.049 | 1.6804 | 2.5525 | 6 | 19440 | 8.1983 | 30.8137 | 30453.7107 | 0.1903 | 445.1562 | 60.9765 | 22617.1493 | 0.74267 | 0.00010287 | 0.27385
1752 | 1.375 | 0.065 | 0.80752 | 2.5401 | 5 | 16200 | 9.9368 | 80.0226 | 94321.4024 | 0.061934 | 455.3426 | 19.6818 | 70070.4522 | 0.74289 | 9.0808e-06 | 0.0021489
273 | 0.25 | 0.01 | 2.5757 | 1.537 | 4 | 12960 | 5.4013 | 7.2071 | 8193.731 | 2.0448 | 2733.3843 | 226.5331 | 6087.9202 | 0.743 | 0.0079189 | 1.3773
1845 | 0.875 | 0.065 | 2.317 | 1.8635 | 3 | 9720 | 10.7452 | 22.5451 | 38598.9768 | 0.26993 | 1262.8726 | 48.0738 | 28687.477 | 0.74322 | 0.00010349 | 0.029938
2325 | 0.125 | 0.02 | 1.2026 | 1.6557 | 7 | 22680 | 3.0797 | 6.8038 | 4694.5455 | 2.9226 | 1953.368 | 394.9195 | 3492.1426 | 0.74387 | 0.028309 | 27.6267
2768 | 1.375 | 0.065 | 1.529 | 2.7404 | 4 | 12960 | 14.2917 | 69.0908 | 104638.8762 | 0.049403 | 363.2095 | 17.716 | 77845.8939 | 0.74395 | 4.6222e-06 | 0.0037249
256 | 2.5 | 0.065 | 1.5464 | 2.7175 | 3 | 9720 | 19.1513 | 93.3627 | 187094.1931 | 0.027999 | 374.2732 | 9.8927 | 139407.3158 | 0.74512 | 1.1135e-06 | 0.00049591
1097 | 0.1875 | 0.02 | 2.4778 | 2.4748 | 7 | 22680 | 6.4323 | 15.0309 | 12402.8988 | 0.49185 | 493.1027 | 149.1479 | 9246.631 | 0.74552 | 0.00080178 | 5.3663
13 | 0.4375 | 0.049 | 2.1547 | 2.9278 | 6 | 19440 | 10.0959 | 35.3176 | 36522.5376 | 0.12779 | 298.9269 | 50.6021 | 27254.1253 | 0.74623 | 4.6388e-05 | 0.32843
2752 | 0.125 | 0.049 | 2.7531 | 2.4246 | 8 | 25920 | 5.6717 | 11.2655 | 8523.1153 | 0.74096 | 495.2332 | 216.7222 | 6363.5152 | 0.74662 | 0.0020796 | 3771.996
2784 | 0.75 | 0.083 | 1.1175 | 1.2755 | 3 | 9720 | 5.308 | 13.3016 | 18180.1763 | 1.796 | 7202.2278 | 101.5445 | 13581.3913 | 0.74704 | 0.0045816 | 0.043567
1345 | 0.28125 | 0.028 | 1.5489 | 2.8244 | 8 | 25920 | 6.7872 | 29.2343 | 22234.9776 | 0.22179 | 333.5377 | 82.9706 | 16621.7244 | 0.74755 | 0.00018633 | 0.90287
500 | 0.625 | 0.035 | 1.2537 | 1.6679 | 4 | 12960 | 6.2525 | 19.2445 | 23076.9084 | 0.58369 | 1950.6098 | 79.9399 | 17251.8946 | 0.74758 | 0.00064524 | 0.045764
1649 | 2 | 0.065 | 1.9438 | 1.6359 | 2 | 6480 | 13.3255 | 30.0982 | 71392.324 | 0.19817 | 2119.1497 | 25.8342 | 53383.226 | 0.74774 | 3.7186e-05 | 0.0013731
149 | 0.125 | 0.02 | 2.2164 | 2.3128 | 8 | 25920 | 4.8538 | 10.7543 | 7526.7229 | 0.9105 | 608.5455 | 244.9026 | 5631.2797 | 0.74817 | 0.0031401 | 33.9124
1574 | 0.1875 | 0.028 | 2.9134 | 1.4382 | 4 | 12960 | 4.806 | 5.1116 | 5601.356 | 3.6654 | 3674.7302 | 329.0761 | 4190.8698 | 0.74819 | 0.025444 | 11.7486
2451 | 0.3125 | 0.049 | 1.958 | 1.4972 | 4 | 12960 | 5.206 | 8.7365 | 9944.7594 | 1.8196 | 3040.3485 | 185.0972 | 7450.7642 | 0.74922 | 0.0062703 | 1.7678
964 | 0.875 | 0.065 | 2.2486 | 1.853 | 3 | 9720 | 10.4717 | 22.4191 | 37724.485 | 0.27958 | 1308.0566 | 48.7615 | 28282.8854 | 0.74972 | 0.00011103 | 0.029259
2891 | 3 | 0.065 | 0.7808 | 2.9604 | 4 | 12960 | 15.7553 | 162.5988 | 249701.0742 | 0.01838 | 294.8231 | 7.3631 | 187300.3761 | 0.7501 | 6.3977e-07 | 0.00014427
344 | 0.09375 | 0.02 | 1.7846 | 1.7029 | 7 | 22680 | 3.2608 | 5.2893 | 3665.704 | 3.4918 | 1750.3432 | 501.4051 | 2750.5012 | 0.75033 | 0.04041 | 179.8846
1765 | 0.6875 | 0.065 | 1.395 | 2.9835 | 6 | 19440 | 10.2455 | 56.448 | 58144.2075 | 0.07801 | 286.7673 | 31.598 | 43645.683 | 0.75065 | 1.7288e-05 | 0.045758
2804 | 2.125 | 0.065 | 2.7947 | 2.0925 | 2 | 6480 | 19.5776 | 40.8391 | 108227.4608 | 0.076093 | 864.5879 | 16.9617 | 81307.4357 | 0.75126 | 5.4829e-06 | 0.0015124
228 | 2.5 | 0.065 | 0.7211 | 2.5461 | 4 | 12960 | 12.4656 | 116.5881 | 168004.6482 | 0.034637 | 463.0006 | 10.9214 | 126276.7494 | 0.75163 | 2.2721e-06 | 0.00025049
2025 | 2.25 | 0.065 | 2.1619 | 1.8642 | 2 | 6480 | 16.3026 | 38.535 | 96638.6056 | 0.10772 | 1295.9814 | 18.9694 | 72701.9261 | 0.75231 | 1.0989e-05 | 0.0010002
112 | 2 | 0.12 | 0.88492 | 2.5173 | 4 | 12960 | 12.265 | 92.2542 | 132448.2472 | 0.044768 | 478.7449 | 13.8361 | 99675.3394 | 0.75256 | 3.7957e-06 | 0.00081164
141 | 0.5 | 0.035 | 2.6601 | 2.8502 | 5 | 16200 | 11.6111 | 32.7573 | 39398.3484 | 0.12343 | 329.9788 | 46.5078 | 29653.4082 | 0.75266 | 3.6065e-05 | 0.17347
1645 | 0.3125 | 0.035 | 2.2649 | 2.0524 | 5 | 16200 | 6.8694 | 14.8418 | 15597.4326 | 0.54811 | 915.8456 | 117.4303 | 11744.1175 | 0.75295 | 0.00071121 | 1.0863
2361 | 0.1875 | 0.02 | 0.92553 | 1.9983 | 8 | 25920 | 3.5918 | 13.8843 | 8983.6142 | 1.0032 | 1005.7549 | 203.6718 | 6771.2635 | 0.75373 | 0.003812 | 2.9759
670 | 0.625 | 0.02 | 1.5724 | 1.3726 | 3 | 9720 | 5.969 | 11.947 | 16660.1385 | 1.4492 | 4842.9042 | 109.7714 | 12563.5178 | 0.75411 | 0.002983 | 0.047583
2263 | 0.125 | 0.049 | 2.0485 | 1.3335 | 5 | 16200 | 3.4272 | 3.9904 | 3617.8492 | 7.4571 | 4984.0713 | 505.1843 | 2729.9249 | 0.75457 | 0.13164 | 4098.862
356 | 3 | 0.065 | 1.9615 | 2.0955 | 2 | 6480 | 19.4116 | 57.6631 | 151578.4462 | 0.054182 | 869.1293 | 12.0493 | 114455.6029 | 0.75509 | 2.78e-06 | 0.00035031
223 | 2.5 | 0.065 | 1.4126 | 2.6307 | 3 | 9720 | 17.6225 | 90.3856 | 173124.909 | 0.031869 | 426.0082 | 10.509 | 131231.3983 | 0.75802 | 1.4426e-06 | 0.00045888
899 | 0.15625 | 0.035 | 2.3256 | 2.2416 | 7 | 22680 | 5.3525 | 11.3896 | 8896.804 | 0.81446 | 680.45 | 204.4961 | 6743.9686 | 0.75802 | 0.0021985 | 39.5093
544 | 2.25 | 0.065 | 1.5282 | 2.5884 | 3 | 9720 | 17.1967 | 80.061 | 152310.7851 | 0.037188 | 447.3952 | 11.9427 | 115478.0486 | 0.75817 | 1.9644e-06 | 0.00070062
2019 | 0.875 | 0.035 | 2.4122 | 2.8205 | 4 | 12960 | 14.3428 | 45.3139 | 66806.2553 | 0.073975 | 346.0982 | 27.2232 | 50659.5727 | 0.75831 | 1.0364e-05 | 0.021381
2331 | 2.375 | 0.065 | 0.82601 | 1.885 | 3 | 9720 | 10.4453 | 61.5843 | 102165.5486 | 0.099508 | 1263.648 | 17.79 | 77522.1023 | 0.75879 | 1.4065e-05 | 0.00035404
289 | 0.09375 | 0.02 | 2.5405 | 2.2119 | 8 | 25920 | 4.3798 | 7.7647 | 5211.8793 | 1.4244 | 714.0112 | 348.4194 | 3958.204 | 0.75946 | 0.0076849 | 195.8155
2043 | 0.625 | 0.035 | 2.886 | 1.8018 | 3 | 9720 | 9.7227 | 15.6261 | 25235.0638 | 0.44465 | 1485.9342 | 71.957 | 19165.8367 | 0.75949 | 0.00028083 | 0.088967
147 | 0.28125 | 0.028 | 2.9932 | 1.7419 | 4 | 12960 | 6.6078 | 9.1395 | 10871.6155 | 1.1155 | 1677.4467 | 166.9092 | 8262.6666 | 0.76002 | 0.0023564 | 1.7658
106 | 0.4375 | 0.049 | 1.794 | 1.2668 | 3 | 9720 | 5.0644 | 7.7815 | 10215.5126 | 3.3017 | 7723.5165 | 177.4082 | 7773.6848 | 0.76097 | 0.015484 | 0.36745
2839 | 0.6875 | 0.065 | 1.4053 | 1.8578 | 4 | 12960 | 7.3656 | 23.538 | 29114.0213 | 0.36026 | 1324.3201 | 62.2462 | 22155.8148 | 0.761 | 0.0002458 | 0.051552
768 | 0.3125 | 0.065 | 2.5752 | 2.7402 | 6 | 19440 | 8.8345 | 23.67 | 23206.1145 | 0.2228 | 372.2732 | 78.0586 | 17667.6992 | 0.76134 | 0.00014101 | 3.4988
2390 | 0.6875 | 0.065 | 0.93115 | 2.4679 | 6 | 19440 | 7.3296 | 46.7233 | 43490.3314 | 0.14093 | 518.0684 | 41.6334 | 33125.1883 | 0.76167 | 5.6424e-05 | 0.034226
31 | 0.375 | 0.02 | 1.2837 | 1.7791 | 5 | 16200 | 5.1442 | 15.431 | 14775.8157 | 0.78158 | 1567.1508 | 122.5003 | 11258.0535 | 0.76192 | 0.0014461 | 0.23546
2004 | 2 | 0.12 | 0.98275 | 2.7192 | 4 | 12960 | 13.4576 | 99.6389 | 144072.8792 | 0.036323 | 388.4315 | 12.5607 | 109796.0686 | 0.76209 | 2.4987e-06 | 0.00088288
1299 | 1 | 0.12 | 2.3797 | 2.084 | 3 | 9720 | 12.3559 | 28.764 | 50000.3574 | 0.166 | 887.5752 | 36.1868 | 38111.05 | 0.76222 | 3.9139e-05 | 0.031332
400 | 0.25 | 0.02 | 1.959 | 2.6186 | 7 | 22680 | 6.7006 | 21.1317 | 17109.3342 | 0.32488 | 434.2718 | 105.7093 | 13046.2989 | 0.76253 | 0.0003498 | 1.3513
1563 | 0.0625 | 0.02 | 2.7179 | 1.4733 | 6 | 19440 | 3.0293 | 2.7061 | 1988.9228 | 9.5565 | 3193.6291 | 908.3859 | 1518.2042 | 0.76333 | 0.25944 | 6489.6793
2188 | 1.375 | 0.065 | 0.73013 | 1.9092 | 4 | 12960 | 7.596 | 48.1888 | 59771.655 | 0.16555 | 1217.1647 | 30.2106 | 45650.0248 | 0.76374 | 5.1908e-05 | 0.0021277
698 | 0.28125 | 0.028 | 1.512 | 2.0618 | 6 | 19440 | 5.3646 | 16.0877 | 13751.3618 | 0.61615 | 926.5887 | 131.2675 | 10506.1477 | 0.76401 | 0.0010785 | 0.99268
621 | 0.28125 | 0.028 | 2.7225 | 1.2642 | 3 | 9720 | 4.9768 | 5.0568 | 6477.0937 | 5.2574 | 7906.1896 | 278.3742 | 4954.1779 | 0.76488 | 0.03926 | 1.8703
2334 | 0.15625 | 0.049 | 1.4708 | 2.1671 | 8 | 25920 | 4.2779 | 12.5649 | 8531.3423 | 0.9036 | 754.9214 | 211.2485 | 6528.4019 | 0.76523 | 0.0030927 | 139.4285
1303 | 3 | 0.065 | 1.949 | 2.1249 | 2 | 6480 | 19.2975 | 58.4703 | 150744.5415 | 0.053057 | 851.0753 | 11.9412 | 115492.0574 | 0.76614 | 2.6657e-06 | 0.00034838
891 | 0.4375 | 0.049 | 0.993 | 2.9226 | 8 | 25920 | 6.7727 | 46.9482 | 34525.9026 | 0.13554 | 317.0567 | 52.0383 | 26501.932 | 0.7676 | 6.9581e-05 | 0.17464
1504 | 0.375 | 0.01 | 2.3188 | 2.3431 | 5 | 16200 | 8.1019 | 20.2666 | 21532.4048 | 0.31109 | 623.7604 | 83.3399 | 16548.0752 | 0.76852 | 0.0002291 | 0.2721
2842 | 0.25 | 0.016 | 1.2554 | 2.1899 | 7 | 22680 | 4.8243 | 17.7018 | 13108.7051 | 0.57678 | 771.0021 | 136.8842 | 10075.0496 | 0.76858 | 0.0011026 | 0.89149
1791 | 0.4375 | 0.049 | 2.523 | 2.0007 | 4 | 12960 | 8.2047 | 16.1876 | 20316.183 | 0.44254 | 1035.2263 | 88.3008 | 15618.3768 | 0.76877 | 0.0003709 | 0.41106
602 | 0.1875 | 0.049 | 2.7107 | 2.6509 | 7 | 22680 | 6.898 | 16.0873 | 13147.6139 | 0.41451 | 415.568 | 136.214 | 10124.6192 | 0.77007 | 0.00056946 | 41.9639
691 | 0.4375 | 0.049 | 1.5592 | 2.59 | 6 | 19440 | 7.7135 | 31.2643 | 28903.4474 | 0.19577 | 457.9583 | 61.7754 | 22324.6498 | 0.77239 | 0.00010888 | 0.25991
2532 | 0.25 | 0.065 | 2.8722 | 2.0902 | 5 | 16200 | 6.9475 | 12.1256 | 12596.9326 | 0.65512 | 875.7206 | 141.7022 | 9732.4888 | 0.77261 | 0.001016 | 18.2885
1986 | 0.28125 | 0.028 | 2.3214 | 2.5387 | 6 | 19440 | 7.446 | 19.7668 | 18030.7107 | 0.32429 | 487.6678 | 98.978 | 13933.5511 | 0.77277 | 0.00029874 | 1.3016
2657 | 0.875 | 0.065 | 0.82154 | 2.1475 | 5 | 16200 | 6.9536 | 43.1357 | 44121.8119 | 0.1777 | 831.3784 | 40.3724 | 34159.8814 | 0.77422 | 7.4754e-05 | 0.01232
1553 | 0.15625 | 0.049 | 1.4481 | 2.1915 | 8 | 25920 | 4.2346 | 12.7044 | 8465.4229 | 0.89199 | 745.2185 | 210.093 | 6564.3089 | 0.77543 | 0.0030137 | 138.3512
1602 | 1.5 | 0.12 | 1.0543 | 1.7231 | 3 | 9720 | 8.7063 | 35.632 | 54991.5355 | 0.22624 | 1814.562 | 32.3229 | 42666.7997 | 0.77588 | 7.2705e-05 | 0.0030409
1293 | 0.21875 | 0.035 | 1.7221 | 2.7688 | 8 | 25920 | 6.0688 | 22.3332 | 15762.1783 | 0.3227 | 377.4451 | 112.6275 | 12244.9204 | 0.77685 | 0.00039444 | 4.3269
2476 | 0.1875 | 0.028 | 0.98272 | 2.1026 | 8 | 25920 | 3.7225 | 14.5997 | 9222.5424 | 0.88476 | 887.0109 | 192.414 | 7167.4388 | 0.77717 | 0.002965 | 4.836
678 | 2.125 | 0.065 | 1.7314 | 1.6554 | 2 | 6480 | 12.6903 | 32.3468 | 72565.4041 | 0.18916 | 2149.3149 | 24.4478 | 56410.6465 | 0.77738 | 3.3884e-05 | 0.001014
2651 | 0.28125 | 0.028 | 2.3494 | 2.076 | 5 | 16200 | 6.5111 | 13.5277 | 13423.8825 | 0.62286 | 936.6669 | 131.8686 | 10458.2567 | 0.77908 | 0.00091841 | 1.3954
53 | 0.28125 | 0.028 | 0.90133 | 1.7523 | 6 | 19440 | 3.794 | 13.6996 | 10522.3912 | 1.1365 | 1709.1264 | 168.1167 | 8203.3211 | 0.77961 | 0.0036694 | 0.75959
2581 | 0.4375 | 0.049 | 0.78454 | 2.6818 | 8 | 25920 | 5.6607 | 43.0935 | 29784.3818 | 0.17962 | 420.1734 | 59.3742 | 23227.5108 | 0.77986 | 0.0001222 | 0.15066
803 | 0.125 | 0.049 | 2.9791 | 2.6685 | 8 | 25920 | 6.0162 | 12.3802 | 8942.9002 | 0.60298 | 403.013 | 197.7277 | 6974.8206 | 0.77993 | 0.0013772 | 3957.7763
181 | 0.3125 | 0.028 | 2.6485 | 1.7829 | 4 | 12960 | 6.5215 | 10.3694 | 11948.1192 | 0.96178 | 1607.06 | 147.9038 | 9324.4082 | 0.78041 | 0.0017519 | 1.0387
1183 | 0.625 | 0.12 | 2.4806 | 2.4194 | 4 | 12960 | 10.927 | 27.8336 | 37314.7754 | 0.16987 | 567.6775 | 47.3572 | 29121.5392 | 0.78043 | 5.4649e-05 | 0.31956
2893 | 0.25 | 0.065 | 2.3411 | 2.4 | 6 | 19440 | 6.8278 | 16.6395 | 14897.5351 | 0.43136 | 576.6172 | 118.3849 | 11649.4205 | 0.78197 | 0.0005286 | 15.0198
1927 | 0.75 | 0.065 | 1.146 | 1.8181 | 4 | 12960 | 6.7156 | 25.1177 | 29385.0356 | 0.37423 | 1500.7436 | 60.0158 | 22979.1909 | 0.782 | 0.00026524 | 0.031181
2046 | 0.125 | 0.035 | 2.7233 | 1.8922 | 6 | 19440 | 4.5887 | 6.6684 | 5402.8161 | 1.8665 | 1247.4728 | 326.3013 | 4226.5087 | 0.78228 | 0.0098964 | 246.8737
553 | 2.5 | 0.065 | 1.0994 | 2.3606 | 3 | 9720 | 14.042 | 81.1263 | 140408.1918 | 0.047094 | 629.5173 | 12.5528 | 109864.8413 | 0.78247 | 3.1502e-06 | 0.00037216
740 | 0.4375 | 0.049 | 1.969 | 1.816 | 4 | 12960 | 6.7273 | 14.7098 | 17166.2072 | 0.64229 | 1502.5031 | 102.6546 | 13434.5143 | 0.78261 | 0.0007813 | 0.34732
1933 | 1.375 | 0.035 | 1.9733 | 1.4311 | 2 | 6480 | 9.7461 | 18.1729 | 37089.7311 | 0.56272 | 4137.1252 | 47.4981 | 29035.1681 | 0.78284 | 0.00029985 | 0.0043749
1788 | 2 | 0.12 | 1.582 | 1.536 | 2 | 6480 | 11.1199 | 28.2705 | 60643.9793 | 0.27678 | 2959.897 | 29.0493 | 47475.0044 | 0.78285 | 7.2545e-05 | 0.0014865
1339 | 0.3125 | 0.065 | 1.0455 | 2.2447 | 7 | 22680 | 4.9615 | 22.6295 | 16751.6029 | 0.43151 | 721.0151 | 105.0279 | 13130.9358 | 0.78386 | 0.00061712 | 1.8556
2264 | 0.5 | 0.083 | 1.5862 | 1.7414 | 4 | 12960 | 6.3109 | 16.1029 | 18603.7645 | 0.65234 | 1744.0096 | 94.5276 | 14589.5527 | 0.78423 | 0.00080594 | 0.3516
6 | 0.625 | 0.035 | 1.3427 | 2.3571 | 5 | 16200 | 7.8705 | 33.8578 | 35006.4706 | 0.18938 | 632.8595 | 50.232 | 27454.8915 | 0.78428 | 8.49e-05 | 0.04443
1666 | 0.15625 | 0.035 | 2.2969 | 2.3312 | 7 | 22680 | 5.3046 | 11.8377 | 8832.9899 | 0.76513 | 639.2309 | 198.9969 | 6930.334 | 0.7846 | 0.0019402 | 39.2259
788 | 0.28125 | 0.028 | 1.478 | 2.5311 | 7 | 22680 | 5.9105 | 22.9624 | 17352.6951 | 0.33864 | 509.2556 | 100.9478 | 13661.6719 | 0.78729 | 0.00038007 | 0.92032
994 | 1.375 | 0.035 | 1.8149 | 2.2511 | 3 | 9720 | 12.8856 | 42.6353 | 71412.8673 | 0.1007 | 740.3284 | 24.5184 | 56248.1669 | 0.78765 | 1.4403e-05 | 0.0037438
2819 | 0.4375 | 0.049 | 0.8532 | 2.4173 | 7 | 22680 | 5.4581 | 34.027 | 25305.2822 | 0.25085 | 586.8079 | 69.1117 | 19954.8856 | 0.78857 | 0.00020855 | 0.16718
2387 | 1.25 | 0.065 | 1.4934 | 2.7728 | 4 | 12960 | 12.8559 | 63.5658 | 86380.1302 | 0.058753 | 392.6848 | 20.2083 | 68245.0529 | 0.79005 | 6.5375e-06 | 0.0051645
283 | 1.75 | 0.065 | 1.9626 | 1.6225 | 2 | 6480 | 11.9444 | 26.144 | 56578.9914 | 0.25543 | 2390.0766 | 30.8479 | 44706.8777 | 0.79017 | 6.1782e-05 | 0.0022081
1355 | 0.28125 | 0.028 | 0.84422 | 2.3569 | 8 | 25920 | 4.3708 | 24.4255 | 15611.0481 | 0.42473 | 638.7265 | 111.7407 | 12342.098 | 0.7906 | 0.00068331 | 0.6339
825 | 0.875 | 0.035 | 2.0933 | 1.908 | 3 | 9720 | 9.8502 | 23.0791 | 35736.6998 | 0.27726 | 1297.1783 | 48.7497 | 28289.6957 | 0.79161 | 0.00010919 | 0.020333
239 | 0.3125 | 0.016 | 1.9601 | 2.553 | 6 | 19440 | 7.077 | 22.0659 | 19191.287 | 0.30187 | 504.3917 | 90.735 | 15199.3714 | 0.79199 | 0.00025886 | 0.51849
1789 | 0.5 | 0.035 | 2.8605 | 1.6808 | 3 | 9720 | 8.0151 | 11.707 | 17067.4069 | 0.77429 | 2070.0355 | 102.0215 | 13517.8856 | 0.79203 | 0.00085157 | 0.20874
1020 | 0.4375 | 0.049 | 1.5899 | 2.1772 | 5 | 16200 | 6.7764 | 21.9544 | 21588.6433 | 0.35403 | 828.1649 | 80.3613 | 17161.4359 | 0.79493 | 0.00029671 | 0.27955
2297 | 0.75 | 0.035 | 2.261 | 2.6468 | 4 | 12960 | 11.8131 | 36.484 | 48016.4449 | 0.11378 | 456.2726 | 36.1185 | 38183.0425 | 0.79521 | 2.4517e-05 | 0.035212
1358 | 2.25 | 0.065 | 0.88465 | 2.915 | 4 | 12960 | 13.6098 | 120.1255 | 163750.7774 | 0.028691 | 345.1744 | 10.5791 | 130361.8742 | 0.7961 | 1.559e-06 | 0.0004237
2658 | 0.625 | 0.02 | 1.3164 | 2.9929 | 6 | 19440 | 8.9992 | 51.4928 | 47164.6131 | 0.09572 | 319.8803 | 36.7294 | 37547.9928 | 0.79611 | 2.6028e-05 | 0.033677
316 | 0.6875 | 0.065 | 1.8448 | 2.2513 | 4 | 12960 | 9.2077 | 28.4855 | 35285.8538 | 0.20377 | 749.0602 | 49.041 | 28121.7002 | 0.79697 | 7.8638e-05 | 0.062481
2125 | 0.25 | 0.016 | 0.71311 | 1.8943 | 7 | 22680 | 3.3779 | 15.3365 | 10024.8479 | 1.0035 | 1341.4355 | 172.5717 | 7991.5476 | 0.79717 | 0.0033376 | 0.68176
664 | 0.15625 | 0.049 | 1.2786 | 2.1733 | 8 | 25920 | 3.9116 | 12.6005 | 7973.5182 | 0.96169 | 803.4517 | 216.8744 | 6359.0514 | 0.79752 | 0.0035031 | 130.3119
2615 | 0.21875 | 0.035 | 2.5105 | 1.5333 | 4 | 12960 | 4.8237 | 6.3139 | 6553.7603 | 2.5743 | 3010.9996 | 263.415 | 5235.5226 | 0.79886 | 0.012551 | 7.1964
1946 | 0.75 | 0.049 | 1.2718 | 1.4245 | 3 | 9720 | 5.8371 | 14.8335 | 19630.4389 | 1.0797 | 4329.9801 | 87.885 | 15692.2674 | 0.79938 | 0.001656 | 0.03028
2177 | 1.375 | 0.049 | 2.1955 | 1.5366 | 2 | 6480 | 10.6774 | 19.4993 | 40210.026 | 0.417 | 3065.7982 | 42.9004 | 32146.934 | 0.79948 | 0.00016466 | 0.0051728
2484 | 0.1875 | 0.035 | 2.2788 | 1.4036 | 4 | 12960 | 4.0807 | 4.9931 | 4938.5715 | 4.5135 | 4524.9843 | 349.2499 | 3948.7922 | 0.79958 | 0.038581 | 16.2497
2013 | 0.21875 | 0.035 | 2.4328 | 1.5185 | 4 | 12960 | 4.7201 | 6.2548 | 6443.3136 | 2.6929 | 3149.7466 | 267.4819 | 5155.9203 | 0.8002 | 0.013734 | 7.0751
1091 | 0.375 | 0.028 | 0.81797 | 2.6554 | 8 | 25920 | 5.2157 | 36.6008 | 23902.9345 | 0.22738 | 455.9239 | 72.0937 | 19129.4922 | 0.8003 | 0.00019584 | 0.18097
52 | 0.09375 | 0.02 | 1.7756 | 2.0975 | 8 | 25920 | 3.5055 | 7.3724 | 4412.961 | 1.8576 | 931.1692 | 390.0522 | 3535.7192 | 0.80121 | 0.01307 | 165.7994
996 | 0.21875 | 0.035 | 1.377 | 2.2495 | 7 | 22680 | 4.6894 | 15.9282 | 11218.5756 | 0.64185 | 750.7391 | 153.4148 | 8989.4533 | 0.8013 | 0.0013654 | 4.0224
1735 | 0.5 | 0.12 | 1.1987 | 2.0178 | 5 | 16200 | 6.0429 | 23.2431 | 22438.6167 | 0.39396 | 1053.2434 | 76.6866 | 17983.7784 | 0.80147 | 0.00036743 | 0.73911
2636 | 0.21875 | 0.035 | 2.4536 | 2.4123 | 6 | 19440 | 6.3839 | 14.6554 | 12325.5159 | 0.51687 | 604.5481 | 139.5361 | 9883.5716 | 0.80188 | 0.00075893 | 6.0151
74 | 0.1875 | 0.028 | 0.71764 | 1.9947 | 8 | 25920 | 3.1165 | 13.8597 | 8115.1136 | 1.1146 | 1117.4233 | 211.8378 | 6510.2412 | 0.80224 | 0.0047055 | 4.2553
2533 | 0.375 | 0.065 | 2.0882 | 2.3191 | 5 | 16200 | 7.4431 | 20.0601 | 20027.4493 | 0.34057 | 682.88 | 85.7773 | 16077.8659 | 0.80279 | 0.00027459 | 1.1156
275 | 0.15625 | 0.035 | 0.75773 | 1.6845 | 7 | 22680 | 2.739 | 8.6034 | 5414.262 | 2.4277 | 2028.273 | 317.2436 | 4347.1806 | 0.80291 | 0.019534 | 24.0439
1688 | 0.28125 | 0.028 | 2.7448 | 2.3228 | 5 | 16200 | 7.3584 | 15.1145 | 14875.5162 | 0.45721 | 687.5646 | 115.4302 | 11947.6157 | 0.80317 | 0.00049487 | 1.5463
2700 | 1.375 | 0.049 | 2.7126 | 2.9443 | 3 | 9720 | 18.5286 | 55.7085 | 99772.4587 | 0.046379 | 340.9775 | 17.2059 | 80153.8549 | 0.80337 | 3.0553e-06 | 0.0057045
1517 | 0.21875 | 0.035 | 2.5258 | 2.4542 | 6 | 19440 | 6.5282 | 14.9072 | 12556.3271 | 0.49272 | 576.311 | 136.5996 | 10096.0448 | 0.80406 | 0.00068969 | 6.1278
446 | 0.15625 | 0.049 | 2.3941 | 2.4181 | 7 | 22680 | 5.4666 | 12.2722 | 9048.9011 | 0.70111 | 585.7466 | 189.3808 | 7282.2329 | 0.80476 | 0.0016291 | 193.1585
981 | 0.125 | 0.049 | 1.1824 | 1.9497 | 8 | 25920 | 3.278 | 9.0939 | 5606.7852 | 1.6897 | 1129.3297 | 305.5335 | 4513.7931 | 0.80506 | 0.010814 | 2481.3429
1758 | 2.5 | 0.065 | 2.441 | 2.3278 | 2 | 6480 | 20.0765 | 53.3946 | 130365.7609 | 0.051974 | 694.7543 | 13.1136 | 105166.4362 | 0.8067 | 2.558e-06 | 0.00077748
1163 | 1.25 | 0.083 | 1.0773 | 1.6676 | 3 | 9720 | 7.6329 | 28.7711 | 40922.1625 | 0.32932 | 2201.0812 | 41.7653 | 33020.6313 | 0.80691 | 0.00015405 | 0.0049569
1622 | 0.75 | 0.035 | 2.9196 | 2.1559 | 3 | 9720 | 11.4874 | 22.3578 | 35119.6116 | 0.22163 | 888.7735 | 48.5707 | 28393.9495 | 0.80849 | 6.9769e-05 | 0.045786
959 | 0.375 | 0.028 | 0.66704 | 2.4823 | 8 | 25920 | 4.5257 | 34.2267 | 21380.8439 | 0.28389 | 569.227 | 79.7475 | 17293.5202 | 0.80883 | 0.00030527 | 0.16187
2543 | 0.21875 | 0.035 | 1.8515 | 2.1543 | 6 | 19440 | 5.1794 | 13.1072 | 10399.4371 | 0.74952 | 876.6704 | 163.9369 | 8412.4768 | 0.80894 | 0.0015959 | 5.0752
2130 | 0.125 | 0.028 | 1.667 | 1.4223 | 5 | 16200 | 3.0638 | 4.2441 | 3341.1402 | 6.3772 | 4262.3268 | 510.2565 | 2702.7881 | 0.80894 | 0.096278 | 88.7496
900 | 0.28125 | 0.028 | 1.0157 | 1.2924 | 4 | 12960 | 3.2174 | 6.8276 | 6224.6609 | 4.9426 | 7432.8482 | 273.7156 | 5038.4967 | 0.80944 | 0.046267 | 1.011
97 | 0.25 | 0.016 | 0.63042 | 1.6152 | 6 | 19440 | 2.9171 | 11.2571 | 7750.7497 | 1.8868 | 2522.1634 | 219.5008 | 6282.9618 | 0.81063 | 0.010113 | 0.71745
2562 | 0.125 | 0.049 | 1.6631 | 1.6123 | 6 | 19440 | 3.3769 | 5.7085 | 4295.5126 | 3.4208 | 2286.377 | 395.916 | 3483.3532 | 0.81093 | 0.033244 | 3379.6003
853 | 2.125 | 0.065 | 1.5014 | 1.6054 | 2 | 6480 | 11.2008 | 31.3748 | 64852.8853 | 0.22915 | 2603.6278 | 26.2212 | 52595.5152 | 0.811 | 4.9722e-05 | 0.00090627
2206 | 1.75 | 0.065 | 1.1119 | 2.9521 | 4 | 12960 | 13.3376 | 94.6588 | 125040.3768 | 0.036859 | 344.8979 | 13.5912 | 101471.4258 | 0.81151 | 2.573e-06 | 0.00122
791 | 0.25 | 0.083 | 1.2396 | 1.8859 | 6 | 19440 | 4.3098 | 13.1136 | 10295.9231 | 0.98637 | 1318.513 | 164.9899 | 8358.786 | 0.81185 | 0.0027639 | 43.2338
813 | 2.375 | 0.065 | 2.518 | 2.32 | 2 | 6480 | 19.7041 | 50.5625 | 121692.358 | 0.056011 | 711.2848 | 13.9462 | 98888.4448 | 0.81261 | 2.9708e-06 | 0.00094884
66 | 2 | 0.12 | 1.425 | 2.5288 | 3 | 9720 | 14.5066 | 69.5495 | 115722.5241 | 0.050855 | 543.839 | 14.6623 | 94058.5506 | 0.81279 | 3.6735e-06 | 0.0012607
2180 | 0.15625 | 0.049 | 1.2963 | 2.2397 | 8 | 25920 | 3.9454 | 12.9801 | 8024.8599 | 0.90434 | 755.5365 | 211.3214 | 6526.1499 | 0.81324 | 0.0030977 | 131.151
2466 | 2.125 | 0.065 | 2.7919 | 2.3128 | 2 | 6480 | 19.5592 | 45.1198 | 108132.4372 | 0.063379 | 720.1312 | 15.6684 | 88019.15 | 0.81399 | 3.8038e-06 | 0.0015111
1233 | 1.75 | 0.065 | 0.80549 | 2.4654 | 4 | 12960 | 10.069 | 79.084 | 97164.1329 | 0.063186 | 591.2441 | 17.4245 | 79148.0814 | 0.81458 | 7.5614e-06 | 0.00094799
1067 | 0.15625 | 0.049 | 1.4654 | 1.7165 | 6 | 19440 | 3.5697 | 7.5372 | 5589.6061 | 2.2466 | 1876.9291 | 302.8619 | 4553.6102 | 0.81466 | 0.014338 | 162.4026
564 | 0.09375 | 0.02 | 2.9196 | 1.8589 | 6 | 19440 | 3.9789 | 4.9607 | 3634.1397 | 2.8823 | 1444.8095 | 465.8142 | 2960.6553 | 0.81468 | 0.0236 | 242.7347
2643 | 0.15625 | 0.035 | 2.8373 | 1.4369 | 4 | 12960 | 4.1785 | 4.2858 | 4189.9636 | 4.9153 | 4106.492 | 403.4734 | 3418.1066 | 0.81578 | 0.045756 | 56.9838
1685 | 0.21875 | 0.035 | 2.7653 | 2.098 | 5 | 16200 | 6.0854 | 10.6712 | 9873.4664 | 0.82991 | 970.6992 | 171.1129 | 8059.6819 | 0.8163 | 0.0016305 | 6.9386
2479 | 1.375 | 0.035 | 0.90323 | 2.312 | 4 | 12960 | 9.0469 | 58.3184 | 69493.9184 | 0.098675 | 725.4598 | 24.3015 | 56750.1851 | 0.81662 | 1.844e-05 | 0.0020493
2377 | 0.625 | 0.12 | 1.124 | 1.7232 | 4 | 12960 | 5.7585 | 19.8758 | 21572.1757 | 0.57672 | 1927.3051 | 78.229 | 17629.2138 | 0.81722 | 0.00062992 | 0.18474
2513 | 0.1875 | 0.02 | 2.5696 | 1.9196 | 5 | 16200 | 5.1473 | 8.408 | 7391.5474 | 1.3236 | 1326.9712 | 228.1382 | 6045.0856 | 0.81784 | 0.0041474 | 6.2682
292 | 0.25 | 0.049 | 1.7066 | 1.4314 | 4 | 12960 | 4.0768 | 6.7242 | 6580.081 | 3.1697 | 4237.0288 | 256.1485 | 5384.0456 | 0.81823 | 0.019028 | 5.7985
234 | 0.3125 | 0.035 | 1.7503 | 1.5817 | 4 | 12960 | 4.8103 | 9.2195 | 9342.0319 | 1.6555 | 2766.2822 | 180.3411 | 7647.2596 | 0.81859 | 0.0051908 | 1.0166
2292 | 0.875 | 0.049 | 1.835 | 1.851 | 3 | 9720 | 8.8171 | 22.3945 | 32432.6267 | 0.32599 | 1525.1431 | 51.929 | 26557.7305 | 0.81886 | 0.00015094 | 0.02126
2861 | 0.875 | 0.065 | 1.7399 | 1.7994 | 3 | 9720 | 8.4364 | 21.7758 | 31215.2678 | 0.36054 | 1686.8101 | 53.9118 | 25580.9555 | 0.8195 | 0.00018464 | 0.024211
2055 | 1.25 | 0.065 | 1.4992 | 2.9242 | 4 | 12960 | 12.9001 | 67.0262 | 86649.393 | 0.053963 | 360.6675 | 19.4186 | 71020.3479 | 0.81963 | 5.5149e-06 | 0.0051806
440 | 0.1875 | 0.028 | 0.81305 | 2.121 | 8 | 25920 | 3.3346 | 14.7256 | 8513.7158 | 0.94272 | 945.1276 | 197.6288 | 6978.3093 | 0.81965 | 0.0033663 | 4.4643
2227 | 0.75 | 0.035 | 0.95171 | 2.89 | 6 | 19440 | 8.0028 | 59.639 | 51134.7668 | 0.093093 | 373.3233 | 32.902 | 41915.8348 | 0.81971 | 2.462e-05 | 0.016666
221 | 0.25 | 0.065 | 1.9292 | 2.8211 | 7 | 22680 | 6.6213 | 22.7517 | 16940.1674 | 0.29164 | 389.8429 | 99.2216 | 13899.3433 | 0.8205 | 0.00028189 | 12.548
2058 | 0.625 | 0.065 | 2.2224 | 1.7158 | 3 | 9720 | 7.8266 | 14.8888 | 20903.6018 | 0.60128 | 2009.3876 | 80.3981 | 17153.5784 | 0.8206 | 0.00051354 | 0.11647
1503 | 0.09375 | 0.02 | 0.81657 | 1.7918 | 8 | 25920 | 2.4093 | 6.324 | 3411.363 | 3.331 | 1669.7497 | 492.5279 | 2800.0755 | 0.82081 | 0.042027 | 128.1683
1740 | 0.21875 | 0.035 | 1.4607 | 2.779 | 8 | 25920 | 5.3717 | 22.4151 | 14275.8935 | 0.35425 | 414.3442 | 117.6035 | 11726.8201 | 0.82144 | 0.00047533 | 3.9189
1733 | 0.3125 | 0.049 | 2.1384 | 2.2172 | 5 | 16200 | 6.568 | 16.0188 | 15023.6982 | 0.49201 | 822.1107 | 111.6973 | 12346.9036 | 0.82183 | 0.00057308 | 1.7092
2113 | 0.125 | 0.02 | 2.4603 | 2.7355 | 8 | 25920 | 5.2255 | 12.6868 | 7979.541 | 0.64967 | 434.2149 | 210.2929 | 6558.0686 | 0.82186 | 0.0015987 | 35.9526
2045 | 0.28125 | 0.028 | 1.2127 | 2.4613 | 7 | 22680 | 5.1146 | 22.3341 | 15443.7115 | 0.39867 | 599.5366 | 108.6404 | 12694.3144 | 0.82197 | 0.00052678 | 0.81907
1512 | 1.375 | 0.065 | 1.8874 | 2.431 | 3 | 9720 | 13.341 | 46.0273 | 73701.1907 | 0.085307 | 627.1816 | 22.7545 | 60608.4131 | 0.82235 | 1.0337e-05 | 0.0046641
2825 | 1.25 | 0.083 | 0.95182 | 2.2763 | 4 | 12960 | 8.7289 | 52.2159 | 61239.271 | 0.11511 | 769.3695 | 27.3468 | 50430.6458 | 0.8235 | 2.5095e-05 | 0.0041725
1285 | 0.5 | 0.02 | 0.90681 | 1.9051 | 5 | 16200 | 4.9309 | 21.9553 | 19051.6695 | 0.52176 | 1394.9026 | 87.8428 | 15699.8132 | 0.82406 | 0.00064447 | 0.064049
864 | 0.09375 | 0.02 | 2.156 | 1.4412 | 5 | 16200 | 3.0162 | 3.2687 | 2478.6876 | 8.2271 | 4124.0389 | 674.8886 | 2043.4708 | 0.82442 | 0.16023 | 238.4046
537 | 0.5 | 0.065 | 2.8452 | 2.4967 | 4 | 12960 | 10.1481 | 23.0098 | 27953.8833 | 0.21504 | 574.9074 | 59.8405 | 23046.5197 | 0.82445 | 8.7579e-05 | 0.3508
2538 | 1.375 | 0.049 | 1.327 | 2.9064 | 4 | 12960 | 12.599 | 73.2645 | 93296.4787 | 0.050585 | 371.8989 | 17.9244 | 76940.4505 | 0.82469 | 4.846e-06 | 0.0030005
286 | 0.375 | 0.049 | 2.5489 | 1.4551 | 3 | 9720 | 5.8462 | 7.6646 | 9827.6765 | 2.0114 | 4033.0154 | 170.1039 | 8107.4862 | 0.82496 | 0.0057465 | 0.93063
1878 | 2.5 | 0.065 | 1.1413 | 2.5917 | 3 | 9720 | 14.521 | 89.0501 | 144784.4334 | 0.03904 | 521.8608 | 11.5361 | 119547.4311 | 0.82569 | 2.1649e-06 | 0.00038376
2905 | 1 | 0.065 | 1.7756 | 2.8628 | 4 | 12960 | 12.2999 | 52.5343 | 66394.3416 | 0.072746 | 388.9677 | 25.1307 | 54877.6112 | 0.82654 | 1.0022e-05 | 0.013629
1103 | 0.28125 | 0.028 | 0.74182 | 2.0709 | 7 | 22680 | 3.7017 | 18.8205 | 12054.7701 | 0.69693 | 1048.0561 | 138.2219 | 9977.5444 | 0.82768 | 0.0016098 | 0.63934
155 | 0.28125 | 0.028 | 1.7721 | 2.9537 | 7 | 22680 | 6.793 | 26.7671 | 19469.5017 | 0.23652 | 355.6905 | 85.5228 | 16125.6978 | 0.82825 | 0.00018541 | 1.0326
2920 | 0.375 | 0.028 | 1.0705 | 1.8226 | 5 | 16200 | 4.535 | 15.8042 | 13384.2679 | 0.81718 | 1638.5297 | 124.3815 | 11087.7844 | 0.82842 | 0.0015809 | 0.25941
1263 | 0.625 | 0.049 | 2.9879 | 2.0316 | 3 | 9720 | 10.014 | 17.5961 | 25900.3815 | 0.33672 | 1125.267 | 64.1799 | 21488.2578 | 0.82965 | 0.00016105 | 0.11232
2782 | 0.09375 | 0.02 | 1.7354 | 1.3829 | 5 | 16200 | 2.7157 | 3.1438 | 2307.0666 | 10.1836 | 5104.7911 | 720.5175 | 1914.0621 | 0.82965 | 0.24551 | 221.8977
365 | 1 | 0.035 | 2.7198 | 2.5335 | 3 | 9720 | 13.9107 | 34.9302 | 55683.2891 | 0.10536 | 563.3529 | 29.8412 | 46215.0673 | 0.82996 | 1.5768e-05 | 0.015562
2446 | 0.3125 | 0.049 | 0.64469 | 2.0412 | 7 | 22680 | 3.6252 | 20.5942 | 13190.354 | 0.65512 | 1094.6537 | 125.9326 | 10951.2157 | 0.83024 | 0.0014224 | 0.76563
2385 | 0.125 | 0.035 | 2.0767 | 1.5283 | 5 | 16200 | 3.4541 | 4.5471 | 3638.3369 | 4.6807 | 3128.442 | 456.0349 | 3024.144 | 0.83119 | 0.051867 | 239.3977
587 | 0.375 | 0.02 | 1.2296 | 1.9355 | 5 | 16200 | 4.9897 | 16.7723 | 14422.9634 | 0.66679 | 1336.9733 | 115.0074 | 11991.5366 | 0.83142 | 0.0010525 | 0.22984
1349 | 0.1875 | 0.02 | 0.8327 | 1.6468 | 6 | 19440 | 2.9037 | 8.6503 | 5794.5813 | 2.4005 | 2406.625 | 286.2484 | 4817.8969 | 0.83145 | 0.01637 | 3.4125
638 | 0.4375 | 0.049 | 2.9477 | 1.6792 | 3 | 9720 | 7.3722 | 10.2565 | 13905.8947 | 0.95258 | 2228.3591 | 119.2135 | 11568.4454 | 0.83191 | 0.0012889 | 0.50019
1720 | 0.21875 | 0.035 | 1.6563 | 2.9947 | 8 | 25920 | 5.8932 | 24.1405 | 15387.882 | 0.29312 | 342.8448 | 107.6763 | 12807.9795 | 0.83234 | 0.00032544 | 4.2242
1519 | 0.28125 | 0.028 | 2.4053 | 1.7576 | 4 | 12960 | 5.5999 | 9.22 | 9490.1037 | 1.2514 | 1881.9386 | 174.4078 | 7907.415 | 0.83323 | 0.002966 | 1.5414
2863 | 0.125 | 0.02 | 0.99915 | 1.7982 | 7 | 22680 | 2.8084 | 7.3737 | 4405.3082 | 2.5587 | 1710.1256 | 375.5929 | 3671.8354 | 0.8335 | 0.021698 | 25.9246
1000 | 0.25 | 0.049 | 1.1496 | 1.9491 | 6 | 19440 | 4.1041 | 13.5466 | 9919.9096 | 0.95565 | 1277.4503 | 166.7921 | 8268.4676 | 0.83352 | 0.0025944 | 3.8852
2748 | 0.6875 | 0.065 | 2.1182 | 2.5774 | 4 | 12960 | 10.3533 | 32.5856 | 39124.1301 | 0.14579 | 535.9086 | 42.2761 | 32621.6401 | 0.8338 | 4.0251e-05 | 0.069277
1887 | 1.75 | 0.065 | 2.5671 | 2.0082 | 2 | 6480 | 15.1691 | 32.3147 | 70330.0758 | 0.12689 | 1187.3223 | 23.5173 | 58642.5315 | 0.83382 | 1.5247e-05 | 0.0027447
2965 | 0.1875 | 0.049 | 1.5028 | 2.6565 | 8 | 25920 | 4.9114 | 18.3984 | 11395.2998 | 0.47662 | 477.8397 | 145.1306 | 9502.5802 | 0.8339 | 0.00086047 | 27.8465
2889 | 0.4375 | 0.049 | 2.3626 | 2.8438 | 5 | 16200 | 9.3523 | 28.622 | 28453.769 | 0.17149 | 401.159 | 58.1138 | 23731.3011 | 0.83403 | 6.9619e-05 | 0.36845
1397 | 0.21875 | 0.035 | 1.0563 | 2.4908 | 8 | 25920 | 4.2931 | 20.1088 | 11976.2859 | 0.50392 | 589.4062 | 137.9731 | 9995.5373 | 0.83461 | 0.00096185 | 3.2876
1245 | 0.4375 | 0.049 | 0.993 | 2.7957 | 7 | 22680 | 6.1106 | 39.3244 | 27739.7187 | 0.18062 | 422.5226 | 59.5274 | 23167.7292 | 0.83518 | 0.00010812 | 0.18327
2794 | 0.1875 | 0.035 | 1.5303 | 2.3251 | 7 | 22680 | 4.537 | 14.1323 | 9372.2537 | 0.72445 | 726.2995 | 175.9869 | 7836.4662 | 0.83613 | 0.0017394 | 10.0696
2560 | 0.375 | 0.083 | 1.0689 | 2.6682 | 7 | 22680 | 5.752 | 32.2018 | 22629.973 | 0.23833 | 477.8754 | 72.8589 | 18928.5726 | 0.83644 | 0.00018826 | 1.2145
1625 | 0.4375 | 0.049 | 1.5044 | 2.268 | 5 | 16200 | 6.4914 | 22.8625 | 20828.9173 | 0.34066 | 796.9054 | 79.044 | 17447.4481 | 0.83766 | 0.00027473 | 0.26972
2801 | 2 | 0.12 | 0.86817 | 2.8816 | 4 | 12960 | 12.0607 | 105.5772 | 130457.7059 | 0.036652 | 391.956 | 12.6138 | 109333.9383 | 0.83808 | 2.5442e-06 | 0.00079944
1994 | 0.15625 | 0.035 | 1.6052 | 1.8639 | 6 | 19440 | 3.7695 | 8.1693 | 5817.7503 | 1.79 | 1495.4912 | 282.8127 | 4876.4254 | 0.8382 | 0.0091025 | 35.1653
2370 | 0.15625 | 0.035 | 1.1207 | 1.6789 | 6 | 19440 | 3.0772 | 7.376 | 5027.0506 | 2.6364 | 2202.5635 | 326.8968 | 4218.8094 | 0.83922 | 0.019745 | 30.3859
2912 | 0.375 | 0.028 | 0.93254 | 2.1488 | 6 | 19440 | 4.6737 | 22.2844 | 16441.32 | 0.47635 | 955.1373 | 99.9323 | 13800.4943 | 0.83938 | 0.00064462 | 0.22129
1973 | 0.3125 | 0.083 | 1.7484 | 2.0407 | 5 | 16200 | 5.6394 | 14.758 | 13255.9327 | 0.65219 | 1089.7559 | 123.9416 | 11127.1398 | 0.83941 | 0.001007 | 6.9309
875 | 1.5 | 0.095 | 1.9046 | 2.6456 | 3 | 9720 | 14.5377 | 54.6113 | 86962.4368 | 0.062868 | 504.2302 | 18.8865 | 73021.3685 | 0.83969 | 5.6141e-06 | 0.0041156
1050 | 1 | 0.12 | 2.7903 | 1.5345 | 2 | 6480 | 9.9809 | 14.2113 | 27546.6077 | 0.61108 | 3267.4009 | 59.6117 | 23134.9927 | 0.83985 | 0.0003536 | 0.038839
2695 | 0.09375 | 0.02 | 1.0336 | 1.287 | 5 | 16200 | 2.2144 | 2.9382 | 2020.7681 | 15.5129 | 7776.2211 | 811.3383 | 1699.8029 | 0.84117 | 0.5697 | 194.361
382 | 1.75 | 0.065 | 0.65078 | 1.623 | 3 | 9720 | 6.6829 | 39.1367 | 51214.3526 | 0.28198 | 2638.5635 | 31.9684 | 43139.9725 | 0.84234 | 0.00011294 | 0.00088832
1324 | 0.125 | 0.049 | 1.533 | 2.2596 | 8 | 25920 | 3.8123 | 10.5111 | 6257.7802 | 1.1414 | 762.8576 | 260.7605 | 5288.8199 | 0.84516 | 0.0049345 | 2769.4477
1475 | 0.25 | 0.083 | 1.8228 | 2.338 | 6 | 19440 | 5.6428 | 16.2137 | 12731.9667 | 0.52815 | 706.0006 | 127.9151 | 10781.4859 | 0.8468 | 0.00079244 | 53.4631
496 | 3 | 0.065 | 0.70268 | 2.2468 | 3 | 9720 | 11.114 | 92.63 | 136383.8145 | 0.052912 | 848.743 | 11.9271 | 115628.4475 | 0.84782 | 3.9766e-06 | 0.00014008
2616 | 1.25 | 0.049 | 1.7909 | 2.3234 | 3 | 9720 | 11.711 | 40.0145 | 59553.9353 | 0.11416 | 762.9851 | 27.3016 | 50514.0943 | 0.84821 | 1.851e-05 | 0.0056554
1312 | 1.25 | 0.065 | 2.4327 | 2.7912 | 3 | 9720 | 15.3789 | 48.0359 | 76312.1958 | 0.065819 | 439.9101 | 21.3027 | 64738.8655 | 0.84834 | 6.1534e-06 | 0.0081112
2296 | 0.21875 | 0.035 | 2.3483 | 2.5558 | 6 | 19440 | 6.1733 | 15.5167 | 11988.7243 | 0.48236 | 564.1876 | 135.3093 | 10192.3184 | 0.85016 | 0.00066097 | 5.8508
51 | 0.25 | 0.049 | 1.7341 | 2.8469 | 7 | 22680 | 6.1008 | 22.9582 | 15830.3701 | 0.30772 | 411.3431 | 102.2802 | 13483.701 | 0.85176 | 0.00031384 | 4.5551
1486 | 2.5 | 0.065 | 2.457 | 2.5123 | 2 | 6480 | 20.1987 | 57.6123 | 131110.3117 | 0.045374 | 606.5328 | 12.346 | 111705.3552 | 0.852 | 1.9496e-06 | 0.00078192
1457 | 0.875 | 0.065 | 0.77267 | 2.9719 | 6 | 19440 | 7.6581 | 71.5157 | 57452.5087 | 0.079413 | 371.541 | 28.0973 | 49083.6324 | 0.85433 | 1.7916e-05 | 0.01114
1522 | 0.15625 | 0.049 | 1.6563 | 1.8912 | 6 | 19440 | 3.8425 | 8.2861 | 5901.1641 | 1.7108 | 1429.2604 | 273.4589 | 5043.2266 | 0.85462 | 0.0083141 | 171.4547
1779 | 0.625 | 0.02 | 0.6632 | 2.846 | 7 | 22680 | 5.8979 | 57.107 | 38494.3362 | 0.12661 | 423.1129 | 41.89 | 32922.2718 | 0.85525 | 5.3129e-05 | 0.020194
1125 | 1.375 | 0.035 | 0.91674 | 2.4776 | 4 | 12960 | 9.1601 | 62.4814 | 70252.7335 | 0.086673 | 637.2201 | 22.9481 | 60097.1352 | 0.85544 | 1.4227e-05 | 0.0020717
606 | 0.25 | 0.02 | 1.8672 | 2.4919 | 6 | 19440 | 5.7443 | 17.2691 | 12917.4691 | 0.46687 | 624.078 | 124.597 | 11068.6082 | 0.85687 | 0.0006192 | 1.3886
1016 | 1.5 | 0.095 | 0.66932 | 2.1949 | 4 | 12960 | 7.5962 | 60.3913 | 65207.5009 | 0.11547 | 926.0923 | 24.6818 | 55875.7008 | 0.85689 | 2.525e-05 | 0.0017359
1209 | 0.15625 | 0.049 | 1.0516 | 1.3958 | 5 | 16200 | 2.728 | 5.1658 | 3856.8555 | 5.893 | 4923.3474 | 416.2975 | 3312.8117 | 0.85894 | 0.082212 | 161.3643
337 | 1.25 | 0.083 | 0.67544 | 2.6687 | 5 | 16200 | 7.9095 | 76.4376 | 70310.0604 | 0.076684 | 512.5329 | 22.8285 | 60412.0917 | 0.85922 | 1.3921e-05 | 0.003066
1807 | 0.28125 | 0.028 | 0.82238 | 2.6103 | 8 | 25920 | 4.2959 | 27.0322 | 15405.7659 | 0.36267 | 545.386 | 104.1262 | 13244.6459 | 0.85972 | 0.00049819 | 0.62556
1881 | 0.1875 | 0.028 | 2.0429 | 2.2848 | 6 | 19440 | 4.9786 | 11.9321 | 8638.6233 | 0.81059 | 812.6579 | 185.3753 | 7439.5843 | 0.8612 | 0.0018666 | 8.053
2461 | 0.1875 | 0.049 | 2.139 | 1.4561 | 4 | 12960 | 3.9208 | 5.1729 | 4792.4972 | 4.1162 | 4126.6937 | 333.8434 | 4131.0244 | 0.86198 | 0.032088 | 46.8453
2900 | 2.5 | 0.065 | 1.6372 | 1.9819 | 2 | 6480 | 13.9517 | 45.4872 | 93055.1714 | 0.098463 | 1316.1866 | 17.184 | 80255.7568 | 0.86245 | 9.1805e-06 | 0.00055496
2187 | 0.125 | 0.035 | 2.1672 | 2.3352 | 7 | 22680 | 4.366 | 9.5219 | 6065.8512 | 1.1109 | 742.479 | 263.5629 | 5232.585 | 0.86263 | 0.0040901 | 203.6352
769 | 0.28125 | 0.028 | 0.97484 | 1.6746 | 5 | 16200 | 3.5652 | 10.9466 | 8376.6624 | 1.5922 | 2394.3345 | 190.6534 | 7233.6248 | 0.86354 | 0.0060012 | 0.87076
1014 | 0.28125 | 0.028 | 2.5977 | 2.5055 | 5 | 16200 | 7.0432 | 16.2889 | 14335.4173 | 0.41687 | 626.9032 | 110.8191 | 12444.7384 | 0.86811 | 0.0004114 | 1.4902
2194 | 0.1875 | 0.02 | 0.62768 | 1.8765 | 7 | 22680 | 2.7315 | 11.4407 | 6485.0821 | 1.5827 | 1586.7807 | 244.8365 | 5632.8006 | 0.86858 | 0.0083026 | 2.8059
2414 | 0.09375 | 0.02 | 2.3241 | 1.8664 | 6 | 19440 | 3.4683 | 4.9798 | 3284.2496 | 3.162 | 1585.0193 | 482.819 | 2856.3816 | 0.86972 | 0.028403 | 219.3645
2348 | 1.375 | 0.065 | 0.90611 | 2.5143 | 4 | 12960 | 9.071 | 63.404 | 69655.9114 | 0.085297 | 627.1078 | 22.7533 | 60611.5878 | 0.87016 | 1.3779e-05 | 0.0024796
1810 | 0.09375 | 0.02 | 1.4208 | 2.1843 | 8 | 25920 | 3.1 | 7.6701 | 4042.4802 | 1.8792 | 942.0019 | 391.9387 | 3518.7017 | 0.87043 | 0.013376 | 151.88
525 | 0.25 | 0.049 | 1.9422 | 1.5954 | 4 | 12960 | 4.4359 | 7.4742 | 7017.4789 | 2.1533 | 2878.4298 | 225.5938 | 6113.2678 | 0.87115 | 0.0087816 | 6.1839
2185 | 1 | 0.065 | 2.6934 | 2.6919 | 3 | 9720 | 13.7904 | 37.102 | 55243.5194 | 0.096259 | 514.6929 | 28.5927 | 48233.1718 | 0.8731 | 1.3161e-05 | 0.020159
1118 | 0.625 | 0.083 | 0.69926 | 1.9917 | 5 | 16200 | 4.8062 | 28.6366 | 23339.7687 | 0.3887 | 1298.9756 | 67.6711 | 20379.6742 | 0.87317 | 0.00035768 | 0.06332
1444 | 0.625 | 0.083 | 0.8533 | 2.1676 | 5 | 16200 | 5.5399 | 31.1495 | 26132.9234 | 0.29486 | 985.3782 | 60.4316 | 22821.0874 | 0.87327 | 0.00020583 | 0.070898
2256 | 0.1875 | 0.035 | 1.9981 | 2.2993 | 6 | 19440 | 4.9017 | 12.0067 | 8533.1825 | 0.81145 | 813.5236 | 184.7743 | 7463.7818 | 0.87468 | 0.0018706 | 12.4788
1300 | 0.5 | 0.083 | 1.743 | 2.7564 | 5 | 16200 | 8.1168 | 31.6854 | 28755.2928 | 0.17814 | 476.253 | 54.8168 | 25158.6088 | 0.87492 | 7.5126e-05 | 0.34781
893 | 1.5 | 0.12 | 2.0892 | 2.9655 | 3 | 9720 | 15.8034 | 61.1922 | 93901.9892 | 0.048747 | 390.9728 | 16.78 | 82187.8574 | 0.87525 | 3.3753e-06 | 0.0051925
1730 | 0.75 | 0.083 | 2.9438 | 2.3869 | 3 | 9720 | 11.5703 | 24.7339 | 35346.6754 | 0.18353 | 735.9938 | 44.554 | 30953.7804 | 0.87572 | 4.7844e-05 | 0.084705
2715 | 2.375 | 0.065 | 1.8939 | 2.1389 | 2 | 6480 | 15.1862 | 46.6312 | 95546.4569 | 0.082677 | 1049.9156 | 16.4812 | 83678.2838 | 0.87579 | 6.4728e-06 | 0.00074498
473 | 0.25 | 0.01 | 2.9259 | 2.5552 | 5 | 16200 | 7.0499 | 14.7828 | 12752.8429 | 0.45364 | 606.4 | 123.3398 | 11181.4271 | 0.87678 | 0.00048718 | 1.3719
2007 | 3 | 0.065 | 2.0775 | 2.639 | 2 | 6480 | 20.4725 | 72.5742 | 159333.7358 | 0.034451 | 552.6202 | 9.8689 | 139743.4676 | 0.87705 | 1.1239e-06 | 0.00036823
187 | 2.375 | 0.065 | 0.96498 | 2.4714 | 3 | 9720 | 11.9542 | 80.6881 | 115263.9914 | 0.053047 | 673.6476 | 13.6159 | 101287.3028 | 0.87874 | 3.9971e-06 | 0.00039943
1028 | 0.09375 | 0.02 | 0.85046 | 1.7312 | 7 | 22680 | 2.3266 | 5.3743 | 2918.7665 | 4.2155 | 2113.1295 | 537.6824 | 2564.9256 | 0.87877 | 0.058897 | 143.2307
2940 | 0.21875 | 0.035 | 0.97914 | 2.6024 | 8 | 25920 | 4.0874 | 21.0015 | 11537.5614 | 0.48666 | 569.2174 | 135.8468 | 10151.9888 | 0.87991 | 0.00089708 | 3.1672
909 | 0.3125 | 0.083 | 1.2228 | 1.8665 | 5 | 16200 | 4.3878 | 13.5139 | 10873.3916 | 0.9549 | 1595.5616 | 143.9683 | 9579.2956 | 0.88099 | 0.0021586 | 5.6852
132 | 0.1875 | 0.035 | 2.5479 | 2.0764 | 5 | 16200 | 5.1162 | 9.0798 | 7356.0332 | 1.1363 | 1139.2003 | 212.6086 | 6486.6381 | 0.88181 | 0.0030567 | 15.4906
653 | 0.3125 | 0.028 | 2.5737 | 2.0363 | 4 | 12960 | 6.3789 | 11.8174 | 11730.9102 | 0.74009 | 1236.6357 | 133.2717 | 10348.1502 | 0.88213 | 0.0010374 | 1.0198
2908 | 0.5 | 0.028 | 2.648 | 2.6506 | 4 | 12960 | 9.5471 | 24.4171 | 26489.4429 | 0.20577 | 550.1216 | 58.9692 | 23387.0461 | 0.88288 | 8.019e-05 | 0.16031
2749 | 1.25 | 0.083 | 1.5548 | 2.2517 | 3 | 9720 | 10.3616 | 38.7859 | 53388.8887 | 0.13463 | 899.8113 | 29.2511 | 47147.5077 | 0.8831 | 2.5745e-05 | 0.0064669
721 | 0.09375 | 0.02 | 2.2183 | 1.5577 | 5 | 16200 | 3.0607 | 3.5184 | 2504.0935 | 6.442 | 3229.2064 | 623.4455 | 2212.0862 | 0.88339 | 0.098243 | 240.8481
2575 | 0.28125 | 0.028 | 2.804 | 1.4502 | 3 | 9720 | 5.0816 | 5.7742 | 6584.8252 | 3.0351 | 4564.2447 | 237.0748 | 5817.2147 | 0.88343 | 0.013084 | 1.9014
1456 | 1.5 | 0.095 | 2.8042 | 2.0689 | 2 | 6480 | 14.2969 | 28.5573 | 57094.9551 | 0.14742 | 1182.3678 | 27.3278 | 50465.5611 | 0.88389 | 2.058e-05 | 0.0060797
298 | 0.28125 | 0.028 | 1.3397 | 2.8399 | 7 | 22680 | 5.4957 | 25.7425 | 16357.8522 | 0.29893 | 449.5413 | 95.3571 | 14462.6442 | 0.88414 | 0.00029617 | 0.86755
1814 | 0.09375 | 0.02 | 0.71718 | 1.6986 | 7 | 22680 | 2.1933 | 5.2765 | 2812.1899 | 4.5794 | 2295.5479 | 554.013 | 2489.3193 | 0.88519 | 0.069504 | 138.0007
168 | 0.21875 | 0.035 | 2.2049 | 2.6227 | 6 | 19440 | 5.8864 | 15.9181 | 11530.0025 | 0.48088 | 562.453 | 135.1232 | 10206.3569 | 0.8852 | 0.00065692 | 5.6269
2815 | 0.4375 | 0.049 | 1.4319 | 2.3838 | 5 | 16200 | 6.2496 | 24.0211 | 20184.5167 | 0.32211 | 753.5017 | 77.1538 | 17874.8857 | 0.88557 | 0.00024562 | 0.26137
521 | 1.25 | 0.065 | 2.2332 | 2.8167 | 3 | 9720 | 14.2386 | 48.472 | 71102.0894 | 0.069653 | 465.5343 | 21.8657 | 63072.1719 | 0.88706 | 6.8911e-06 | 0.0075575
2870 | 2 | 0.12 | 0.83833 | 2.0912 | 3 | 9720 | 9.1417 | 57.5466 | 76504.8083 | 0.10777 | 1152.4664 | 20.2875 | 67978.5564 | 0.88855 | 1.6497e-05 | 0.00083346
1224 | 0.09375 | 0.02 | 1.5244 | 1.7085 | 6 | 19440 | 2.7828 | 4.5738 | 2814.4358 | 4.5121 | 2261.7899 | 551.0748 | 2502.5916 | 0.8892 | 0.057836 | 187.9843
2718 | 0.3125 | 0.016 | 2.025 | 1.8546 | 4 | 12960 | 5.3337 | 10.7792 | 10139.1577 | 1.0383 | 1734.8942 | 152.9633 | 9015.99 | 0.88922 | 0.0020417 | 0.61634
985 | 0.25 | 0.016 | 1.2817 | 2.2429 | 6 | 19440 | 4.4059 | 15.5617 | 10471.4401 | 0.69129 | 924.0731 | 147.9461 | 9321.7393 | 0.89021 | 0.0013576 | 0.96929
939 | 0.125 | 0.035 | 2.2442 | 2.4741 | 7 | 22680 | 4.4686 | 10.0778 | 6175.1878 | 0.98835 | 660.5789 | 250.6438 | 5502.2914 | 0.89103 | 0.0032375 | 207.3057
1566 | 0.625 | 0.028 | 2.9779 | 2.2284 | 3 | 9720 | 9.9854 | 19.2827 | 25835.0901 | 0.2835 | 947.421 | 59.8984 | 23024.2601 | 0.8912 | 0.00011416 | 0.082443
1003 | 3 | 0.065 | 2.3788 | 2.9583 | 2 | 6480 | 23.2276 | 81.3322 | 179473.8244 | 0.025599 | 410.6229 | 8.611 | 160157.6317 | 0.89237 | 6.2052e-07 | 0.00041477
2635 | 0.4375 | 0.049 | 0.9071 | 2.9445 | 7 | 22680 | 5.7096 | 41.4077 | 26243.7638 | 0.17631 | 412.4346 | 58.8657 | 23428.183 | 0.89271 | 0.00010302 | 0.17338
2714 | 2 | 0.12 | 0.7296 | 2.85 | 4 | 12960 | 10.3713 | 104.4228 | 113991.29 | 0.042663 | 456.2283 | 13.5335 | 101904.0372 | 0.89396 | 3.447e-06 | 0.00069854
2481 | 0.15625 | 0.035 | 2.3054 | 2.3165 | 6 | 19440 | 4.7698 | 10.109 | 6960.2968 | 0.98188 | 820.3194 | 221.5905 | 6223.7121 | 0.89417 | 0.0027388 | 42.0714
1337 | 2.125 | 0.065 | 2.5038 | 2.443 | 2 | 6480 | 17.693 | 47.6505 | 98469.0383 | 0.063317 | 719.4274 | 15.6616 | 88056.9241 | 0.89426 | 3.7964e-06 | 0.001376
563 | 0.15625 | 0.035 | 2.1113 | 2.6854 | 7 | 22680 | 4.9952 | 13.6088 | 8420.7941 | 0.63392 | 529.6126 | 183.0945 | 7532.2595 | 0.89448 | 0.0013319 | 37.3954
922 | 0.5 | 0.083 | 0.80174 | 2.9577 | 7 | 22680 | 5.7525 | 47.5092 | 30175.504 | 0.1523 | 407.1659 | 51.016 | 27033.0185 | 0.89586 | 7.6875e-05 | 0.18622
2430 | 2.25 | 0.065 | 0.66385 | 1.9929 | 3 | 9720 | 8.305 | 61.6826 | 79187.3471 | 0.11443 | 1376.6675 | 19.4372 | 70952.3819 | 0.89601 | 1.8599e-05 | 0.00036425
811 | 1.75 | 0.065 | 1.2448 | 2.463 | 3 | 9720 | 11.4355 | 59.2993 | 81613.5493 | 0.075352 | 705.0748 | 18.8418 | 73194.464 | 0.89684 | 8.0649e-06 | 0.0014156
1258 | 0.4375 | 0.049 | 0.64861 | 1.7685 | 5 | 16200 | 3.6383 | 17.867 | 13225.1753 | 0.88525 | 2070.8524 | 116.0365 | 11885.1839 | 0.89868 | 0.0018552 | 0.17125
779 | 0.875 | 0.035 | 0.72237 | 1.8819 | 4 | 12960 | 5.3291 | 30.2947 | 28370.2627 | 0.35958 | 1682.3387 | 54.0435 | 25518.6358 | 0.89949 | 0.00024488 | 0.0090797
441 | 0.09375 | 0.02 | 2.6233 | 2.4086 | 7 | 22680 | 4.0996 | 7.4066 | 4336.4111 | 1.473 | 738.3635 | 353.4989 | 3901.3278 | 0.89967 | 0.0071908 | 212.7978
2890 | 0.6875 | 0.065 | 2.663 | 2.225 | 3 | 9720 | 9.8464 | 21.1616 | 28069.3723 | 0.26165 | 961.8156 | 54.5758 | 25269.7024 | 0.90026 | 9.7239e-05 | 0.08836
2464 | 0.125 | 0.02 | 2.1006 | 2.4904 | 7 | 22680 | 4.2772 | 10.1429 | 5971.1267 | 1.011 | 675.698 | 256.4572 | 5377.5653 | 0.90059 | 0.0033874 | 35.1392
284 | 0.28125 | 0.028 | 0.79647 | 2.3682 | 7 | 22680 | 3.8657 | 21.4966 | 12448.1155 | 0.52825 | 794.396 | 122.9173 | 11219.8582 | 0.90133 | 0.00092485 | 0.6602
2848 | 0.5 | 0.035 | 2.9893 | 2.9255 | 4 | 12960 | 10.5872 | 26.9308 | 29023.9692 | 0.16099 | 430.3996 | 52.6673 | 26185.4051 | 0.9022 | 4.9085e-05 | 0.19967
2731 | 0.375 | 0.083 | 2.0109 | 1.994 | 4 | 12960 | 6.0728 | 13.8545 | 13517.7763 | 0.66962 | 1342.6549 | 113.0204 | 12202.3513 | 0.90269 | 0.0008492 | 2.2217
1584 | 0.15625 | 0.035 | 2.6458 | 1.5606 | 4 | 12960 | 3.9961 | 4.6393 | 4051.0656 | 3.9619 | 3309.9889 | 376.3557 | 3664.3932 | 0.90455 | 0.029727 | 55.0948
1238 | 0.15625 | 0.049 | 2.4064 | 2.8544 | 7 | 22680 | 5.4872 | 14.4539 | 9076.3168 | 0.53454 | 446.586 | 167.87 | 8215.3783 | 0.90514 | 0.000947 | 193.7438
1482 | 0.125 | 0.035 | 2.2957 | 2.5532 | 7 | 22680 | 4.5374 | 10.394 | 6248.5173 | 0.92704 | 619.6005 | 243.7588 | 5657.7048 | 0.90545 | 0.0028483 | 209.7674
1782 | 1 | 0.12 | 1.6755 | 2.1308 | 3 | 9720 | 9.1364 | 29.4057 | 38233.1814 | 0.2081 | 1112.7194 | 39.7711 | 34676.3465 | 0.90697 | 6.1514e-05 | 0.023959
1102 | 0.1875 | 0.049 | 1.8949 | 2.3373 | 6 | 19440 | 4.7248 | 12.2019 | 8290.7716 | 0.81148 | 813.548 | 183.1398 | 7530.3961 | 0.90829 | 0.0018707 | 36.0178
2073 | 1.75 | 0.065 | 1.1142 | 2.3518 | 3 | 9720 | 10.3904 | 56.6294 | 74928.6592 | 0.088828 | 831.1738 | 20.2407 | 68135.6513 | 0.90934 | 1.1208e-05 | 0.0012996
2133 | 0.125 | 0.02 | 2.7601 | 2.3536 | 6 | 19440 | 4.6308 | 8.2504 | 5441.2376 | 1.2216 | 816.4513 | 278.334 | 4954.8939 | 0.91062 | 0.0042391 | 43.584
1116 | 0.21875 | 0.035 | 2.5387 | 2.327 | 5 | 16200 | 5.7077 | 11.8164 | 9370.1275 | 0.72358 | 846.3244 | 161.504 | 8539.2027 | 0.91132 | 0.0012395 | 6.5849
1593 | 0.75 | 0.049 | 2.826 | 1.4662 | 2 | 6480 | 7.9363 | 10.2351 | 16923.3147 | 1.1404 | 4573.1612 | 89.4212 | 15422.6959 | 0.91133 | 0.0012315 | 0.058734
2307 | 1.25 | 0.035 | 1.1267 | 1.975 | 3 | 9720 | 7.915 | 34.0412 | 42211.1014 | 0.21861 | 1461.1245 | 35.8321 | 38488.2646 | 0.9118 | 6.7883e-05 | 0.0036414
349 | 0.125 | 0.028 | 0.96821 | 1.6914 | 6 | 19440 | 2.5827 | 5.9797 | 3569.742 | 3.6455 | 2436.5066 | 423.618 | 3255.5631 | 0.91199 | 0.037753 | 65.8485
1719 | 2.5 | 0.065 | 1.2279 | 1.7974 | 2 | 6480 | 10.8325 | 41.2697 | 74054.0936 | 0.15235 | 2036.5325 | 20.3757 | 67684.225 | 0.91398 | 2.1979e-05 | 0.00044165
898 | 0.28125 | 0.028 | 2.2964 | 1.9281 | 4 | 12960 | 5.4132 | 10.0971 | 9234.303 | 1.0498 | 1578.7289 | 163.0281 | 8459.3693 | 0.91608 | 0.0020872 | 1.4999
2255 | 0.0625 | 0.028 | 2.0071 | 2.1335 | 8 | 25920 | 3.0054 | 5.0571 | 2637.3773 | 3.0097 | 1005.7747 | 569.3257 | 2422.366 | 0.91848 | 0.034309 | 694987.1097
1046 | 0.25 | 0.035 | 2.8295 | 2.0058 | 4 | 12960 | 5.7881 | 9.3504 | 8665.0301 | 1.0323 | 1379.966 | 173.1702 | 7963.9271 | 0.91909 | 0.0020184 | 3.8827
497 | 0.875 | 0.065 | 2.5432 | 2.5712 | 3 | 9720 | 11.6501 | 31.0377 | 41493.1783 | 0.13801 | 645.6783 | 36.1553 | 38144.1633 | 0.91929 | 2.7053e-05 | 0.032182
2181 | 0.0625 | 0.02 | 2.0245 | 2.2677 | 8 | 25920 | 3.0187 | 5.364 | 2645.4462 | 2.6828 | 896.5368 | 566.8707 | 2432.8567 | 0.91964 | 0.027261 | 4855.4197
733 | 0.4375 | 0.049 | 1.8481 | 2.8583 | 5 | 16200 | 7.6372 | 28.7664 | 23882.6206 | 0.20272 | 474.2293 | 62.7704 | 21970.7754 | 0.91995 | 9.7291e-05 | 0.30926
507 | 0.875 | 0.065 | 2.8862 | 1.6174 | 2 | 6480 | 9.1735 | 13.1208 | 22381.6592 | 0.65109 | 3046.1463 | 66.9403 | 20602.1719 | 0.92049 | 0.00040142 | 0.039059
2346 | 1 | 0.12 | 1.9103 | 2.3418 | 3 | 9720 | 10.2101 | 32.3004 | 42157.3104 | 0.15905 | 850.4228 | 35.5343 | 38810.8562 | 0.92062 | 3.5931e-05 | 0.026418
270 | 0.875 | 0.12 | 1.2624 | 2.5202 | 4 | 12960 | 8.2098 | 40.5086 | 40654.2566 | 0.14557 | 681.0808 | 36.8372 | 37438.0991 | 0.92089 | 4.0135e-05 | 0.033605
1948 | 0.09375 | 0.02 | 2.8836 | 1.4039 | 4 | 12960 | 3.124 | 2.587 | 2032.187 | 10.9613 | 5494.6004 | 736.3597 | 1872.8825 | 0.92161 | 0.22755 | 305.4052
617 | 0.875 | 0.12 | 2.5429 | 1.5024 | 2 | 6480 | 8.2579 | 12.2007 | 20429.674 | 0.87657 | 4101.0757 | 73.2154 | 18836.4216 | 0.92201 | 0.0007276 | 0.067549
1350 | 0.3125 | 0.049 | 2.2132 | 2.6372 | 5 | 16200 | 6.7462 | 19.0195 | 15363.0091 | 0.3577 | 597.6868 | 97.208 | 14187.2581 | 0.92347 | 0.0003029 | 1.7478
336 | 0.21875 | 0.035 | 1.3281 | 2.242 | 6 | 19440 | 4.1325 | 13.6335 | 8725.4228 | 0.83024 | 971.0808 | 171.1409 | 8058.3593 | 0.92355 | 0.0019582 | 4.2582
2931 | 0.09375 | 0.02 | 1.6619 | 2.4779 | 8 | 25920 | 3.3756 | 8.6767 | 4294.2526 | 1.4177 | 710.6323 | 347.7052 | 3966.3346 | 0.92364 | 0.0076124 | 161.3394
2251 | 2.375 | 0.065 | 1.0377 | 2.7687 | 3 | 9720 | 12.7435 | 90.3711 | 122115.7701 | 0.041656 | 528.988 | 12.2174 | 112880.9773 | 0.92438 | 2.4647e-06 | 0.00042317
225 | 1.375 | 0.065 | 1.0344 | 2.9539 | 4 | 12960 | 10.1464 | 74.4596 | 76861.9994 | 0.059907 | 440.438 | 19.382 | 71154.4499 | 0.92574 | 6.7968e-06 | 0.0027361
1465 | 0.3125 | 0.083 | 0.8158 | 2.1087 | 6 | 19440 | 3.8071 | 18.257 | 11721.5476 | 0.6923 | 1156.7735 | 126.96 | 10862.5972 | 0.92672 | 0.0013615 | 4.256
1908 | 0.21875 | 0.035 | 2.7462 | 1.8787 | 4 | 12960 | 5.138 | 7.6959 | 6888.8114 | 1.4863 | 1738.3988 | 215.9705 | 6385.6654 | 0.92696 | 0.0041836 | 7.5643
845 | 0.375 | 0.02 | 1.9225 | 2.7365 | 5 | 16200 | 6.9695 | 23.6386 | 18945.6974 | 0.27347 | 548.3422 | 78.5238 | 17563.0314 | 0.92702 | 0.00017705 | 0.30191
457 | 0.3125 | 0.035 | 1.2786 | 2.081 | 5 | 16200 | 4.5206 | 15.0464 | 11126.1386 | 0.74802 | 1249.8755 | 133.5513 | 10326.4829 | 0.92813 | 0.0013246 | 0.77486
1347 | 0.4375 | 0.049 | 1.6641 | 2.7418 | 5 | 16200 | 7.0238 | 27.6012 | 22247.8432 | 0.23218 | 543.1263 | 66.7548 | 20659.4283 | 0.9286 | 0.00012761 | 0.28809
1679 | 0.125 | 0.035 | 1.6329 | 1.6123 | 5 | 16200 | 3.0314 | 4.787 | 3316.4492 | 4.4309 | 2961.4353 | 447.7791 | 3079.9007 | 0.92867 | 0.046477 | 218.218
255 | 0.5 | 0.049 | 2.9732 | 2.0636 | 3 | 9720 | 8.2728 | 14.3319 | 17538.2919 | 0.48233 | 1289.5037 | 84.6472 | 16292.5096 | 0.92897 | 0.00033045 | 0.28079
1849 | 0.4375 | 0.049 | 1.4683 | 2.5818 | 5 | 16200 | 6.3711 | 26.0013 | 20508.3316 | 0.27734 | 648.78 | 72.2629 | 19084.6878 | 0.93058 | 0.00018209 | 0.26557
1277 | 0.4375 | 0.049 | 1.2246 | 2.9756 | 6 | 19440 | 6.3748 | 35.8914 | 24622.0147 | 0.18496 | 432.6769 | 60.1835 | 22915.1698 | 0.93068 | 9.7186e-05 | 0.22141
1812 | 0.0625 | 0.02 | 2.4401 | 1.7863 | 6 | 19440 | 2.8705 | 3.2426 | 1916.3791 | 5.9708 | 1995.3395 | 772.9288 | 1784.272 | 0.93106 | 0.10128 | 6252.9756
144 | 1 | 0.065 | 0.79059 | 2.1707 | 4 | 12960 | 6.2954 | 39.8783 | 37132.4134 | 0.20696 | 1106.6074 | 39.8838 | 34578.3002 | 0.93122 | 8.112e-05 | 0.0076221
315 | 1.375 | 0.035 | 2.1812 | 1.8145 | 2 | 6480 | 10.6176 | 22.9941 | 40009.7235 | 0.27607 | 2029.7111 | 37.0021 | 37271.2362 | 0.93155 | 7.2173e-05 | 0.0047193
1772 | 2.5 | 0.065 | 1.0356 | 2.8874 | 3 | 9720 | 13.3134 | 99.189 | 133750.6608 | 0.03564 | 476.4121 | 11.0657 | 124630.0213 | 0.93181 | 1.8042e-06 | 0.00035452
1958 | 0.15625 | 0.035 | 1.2409 | 1.3127 | 4 | 12960 | 2.658 | 3.9311 | 3032.1551 | 9.4884 | 7927.135 | 487.9477 | 2826.3585 | 0.93213 | 0.1705 | 41.2376
676 | 0.1875 | 0.02 | 2.1563 | 2.1057 | 5 | 16200 | 4.5568 | 9.2054 | 6717.0416 | 1.2114 | 1214.5126 | 220.1295 | 6265.0178 | 0.9327 | 0.0034742 | 5.6962
567 | 2.375 | 0.065 | 1.1492 | 1.7249 | 2 | 6480 | 9.7951 | 37.6397 | 64347.6308 | 0.19288 | 2449.3759 | 22.9581 | 60070.8493 | 0.93354 | 3.5229e-05 | 0.00050172
1113 | 0.125 | 0.028 | 0.95953 | 2.025 | 7 | 22680 | 2.7555 | 8.2809 | 4348.9955 | 2.0183 | 1348.9924 | 339.5602 | 4061.4755 | 0.93389 | 0.013501 | 58.9392
651 | 0.21875 | 0.035 | 1.1829 | 2.613 | 7 | 22680 | 4.2363 | 18.4735 | 10373.2954 | 0.5377 | 628.9155 | 141.9971 | 9712.2741 | 0.93628 | 0.00095823 | 3.7193
2790 | 0.0625 | 0.028 | 2.8464 | 2.0983 | 7 | 22680 | 3.3738 | 4.3771 | 2504.0541 | 3.2714 | 1093.2397 | 587.9674 | 2345.5642 | 0.93671 | 0.035469 | 861850.8142
2987 | 1.5 | 0.095 | 1.4312 | 2.5871 | 3 | 9720 | 11.2912 | 53.4068 | 69163.458 | 0.081963 | 657.3794 | 21.2753 | 64822.4812 | 0.93724 | 9.5423e-06 | 0.0032732
943 | 2 | 0.065 | 0.88933 | 2.324 | 3 | 9720 | 9.6081 | 63.9326 | 79913.9573 | 0.085032 | 909.3173 | 18.412 | 74902.9038 | 0.93729 | 1.027e-05 | 0.00068313
2442 | 0.3125 | 0.083 | 1.4413 | 2.161 | 5 | 16200 | 4.9082 | 15.6177 | 11863.9881 | 0.65318 | 1091.407 | 124.0176 | 11120.3195 | 0.93732 | 0.00101 | 6.2031
276 | 0.28125 | 0.028 | 1.2276 | 2.4683 | 6 | 19440 | 4.633 | 19.2236 | 12247.2979 | 0.50031 | 752.381 | 120.0607 | 11486.8129 | 0.93791 | 0.00071109 | 0.88411
1044 | 0.375 | 0.083 | 1.2345 | 1.695 | 4 | 12960 | 4.2981 | 11.8044 | 10274.4049 | 1.2599 | 2526.3185 | 143.0873 | 9638.2761 | 0.93809 | 0.0030065 | 1.6886
2537 | 0.15625 | 0.049 | 2.625 | 1.5876 | 4 | 12960 | 3.9763 | 4.7166 | 4035.9761 | 3.7936 | 3169.401 | 363.134 | 3797.8133 | 0.94099 | 0.027256 | 263.8413
637 | 0.1875 | 0.049 | 2.2658 | 2.6573 | 6 | 19440 | 5.3607 | 13.8478 | 9162.2588 | 0.59251 | 594.0208 | 159.9034 | 8624.6793 | 0.94133 | 0.00099732 | 39.8038
498 | 1.5 | 0.12 | 1.7726 | 2.9668 | 3 | 9720 | 13.6322 | 61.2182 | 81997.9667 | 0.055788 | 447.4444 | 17.8627 | 77206.6134 | 0.94157 | 4.4208e-06 | 0.0045342
379 | 2.5 | 0.065 | 0.63015 | 2.1856 | 3 | 9720 | 8.6786 | 75.1246 | 91399.3165 | 0.083026 | 1109.8351 | 16.0248 | 86061.1546 | 0.9416 | 9.7913e-06 | 0.00024226
2944 | 3 | 0.065 | 0.86154 | 2.9307 | 3 | 9720 | 13.2929 | 120.7706 | 160275.7007 | 0.029075 | 466.3932 | 9.1339 | 150988.1879 | 0.94205 | 1.2008e-06 | 0.00016462
2668 | 0.875 | 0.12 | 1.1609 | 1.7217 | 3 | 9720 | 6.1201 | 20.8427 | 23807.2498 | 0.52366 | 2449.9565 | 61.4805 | 22431.7469 | 0.94222 | 0.0003895 | 0.034985
1024 | 0.28125 | 0.028 | 1.2682 | 2.0355 | 5 | 16200 | 4.194 | 13.267 | 9453.8891 | 0.91905 | 1382.0902 | 154.6993 | 8914.8112 | 0.94298 | 0.0019996 | 0.98274
2860 | 0.6875 | 0.065 | 2.6017 | 2.3374 | 3 | 9720 | 9.6539 | 22.221 | 27585.6729 | 0.24387 | 896.4702 | 52.9766 | 26032.5256 | 0.9437 | 8.4475e-05 | 0.086837
2631 | 1.5 | 0.065 | 0.99565 | 2.1268 | 3 | 9720 | 8.3041 | 43.9369 | 52786.6861 | 0.15126 | 1213.1704 | 27.6653 | 49849.9552 | 0.94437 | 3.2499e-05 | 0.0020885
2808 | 2.5 | 0.065 | 1.0443 | 1.7065 | 2 | 6480 | 9.4339 | 39.1913 | 65534.201 | 0.19431 | 2597.4344 | 22.2804 | 61898.1432 | 0.94452 | 3.5754e-05 | 0.00039083
3000 | 0.09375 | 0.02 | 1.8366 | 2.2773 | 7 | 22680 | 3.3128 | 7.0128 | 3707.3357 | 1.8999 | 952.3945 | 393.7337 | 3502.6596 | 0.94479 | 0.011964 | 181.9276
1338 | 0.625 | 0.12 | 2.1805 | 2.9272 | 4 | 12960 | 9.7838 | 33.6383 | 33832.6867 | 0.13798 | 461.1181 | 43.1234 | 31980.6417 | 0.94526 | 3.6058e-05 | 0.28974
890 | 2.375 | 0.065 | 0.79542 | 2.4352 | 3 | 9720 | 10.113 | 79.5084 | 99281.3547 | 0.063141 | 801.8294 | 14.6947 | 93851.3905 | 0.94531 | 5.6629e-06 | 0.00034404
2394 | 0.0625 | 0.02 | 1.3661 | 1.8665 | 7 | 22680 | 2.3869 | 3.9134 | 1977.9773 | 5.2495 | 1754.2835 | 737.4439 | 1870.129 | 0.94548 | 0.091331 | 4741.6887
2578 | 0.5 | 0.02 | 1.5935 | 2.2297 | 4 | 12960 | 6.3331 | 20.5682 | 18657.9756 | 0.39214 | 1048.3744 | 78.159 | 17645.0047 | 0.94571 | 0.00029123 | 0.098008
1523 | 0.21875 | 0.035 | 2.8109 | 2.5719 | 5 | 16200 | 6.1614 | 13.0409 | 9974.7631 | 0.57383 | 671.1734 | 146.1165 | 9438.4656 | 0.94623 | 0.00077952 | 7.0098
2557 | 0.375 | 0.049 | 2.3986 | 2.3467 | 4 | 12960 | 6.9592 | 16.2739 | 15137.6269 | 0.44132 | 884.8978 | 96.2805 | 14323.9358 | 0.94625 | 0.00036886 | 0.80632
1222 | 0.75 | 0.083 | 1.774 | 2.9165 | 4 | 12960 | 9.5866 | 40.183 | 39878.4167 | 0.11772 | 472.0763 | 36.5433 | 37739.2213 | 0.94636 | 2.6245e-05 | 0.053756
2411 | 0.625 | 0.065 | 2.1596 | 2.945 | 4 | 12960 | 9.704 | 33.8414 | 33589.7934 | 0.13771 | 460.2088 | 43.3628 | 31804.1049 | 0.94684 | 3.5916e-05 | 0.10527
2542 | 0.375 | 0.049 | 2.1566 | 2.2317 | 4 | 12960 | 6.4059 | 15.4851 | 14126.5808 | 0.51707 | 1036.7815 | 102.896 | 13402.9964 | 0.94878 | 0.00050635 | 0.75246
780 | 0.15625 | 0.035 | 0.86804 | 2.137 | 7 | 22680 | 2.9229 | 10.8661 | 5659.2752 | 1.3983 | 1168.1993 | 256.5047 | 5376.5687 | 0.95005 | 0.00648 | 25.132
2380 | 0.1875 | 0.02 | 2.1074 | 1.659 | 4 | 12960 | 3.8847 | 5.8689 | 4759.5304 | 2.8683 | 2875.5686 | 304.8862 | 4523.3765 | 0.95038 | 0.015581 | 6.3066
2443 | 0.3125 | 0.035 | 2.4994 | 2.207 | 4 | 12960 | 6.2373 | 12.7929 | 11515.3496 | 0.64732 | 1081.6177 | 125.8875 | 10955.1392 | 0.95135 | 0.00079358 | 1.2531
1392 | 0.0625 | 0.028 | 1.6845 | 1.842 | 7 | 22680 | 2.5992 | 3.8645 | 2091.1465 | 5.1096 | 1707.5313 | 692.892 | 1990.3756 | 0.95181 | 0.086528 | 719735.3599
1461 | 0.5 | 0.049 | 1.9997 | 2.5124 | 4 | 12960 | 7.5712 | 23.1537 | 21674.7632 | 0.27445 | 733.7417 | 66.8096 | 20642.4624 | 0.95237 | 0.00014266 | 0.1952
431 | 0.15625 | 0.049 | 2.2732 | 1.9775 | 5 | 16200 | 4.1825 | 7.2435 | 5241.2498 | 1.756 | 1467.0956 | 276.2105 | 4992.9858 | 0.95263 | 0.0073001 | 219.285
857 | 0.0625 | 0.02 | 1.5711 | 1.6645 | 6 | 19440 | 2.3739 | 3.0338 | 1689.4923 | 8.014 | 2678.1284 | 856.7468 | 1609.7116 | 0.95278 | 0.18245 | 5512.6642
174 | 2 | 0.12 | 2.5209 | 2.5681 | 2 | 6480 | 16.8432 | 47.1461 | 88535.5642 | 0.064803 | 692.9977 | 16.336 | 84421.6674 | 0.95353 | 3.9766e-06 | 0.0021702
464 | 0.0625 | 0.02 | 1.3401 | 1.6229 | 6 | 19440 | 2.2419 | 2.9624 | 1629.1732 | 8.866 | 2962.867 | 886.2672 | 1556.0942 | 0.95514 | 0.2233 | 5315.8481
1252 | 0.625 | 0.028 | 0.63416 | 2.172 | 5 | 16200 | 4.4962 | 31.212 | 22159.3684 | 0.34644 | 1157.7365 | 65.1271 | 21175.7445 | 0.95561 | 0.00028413 | 0.025457
1139 | 0.125 | 0.028 | 1.5205 | 2.0172 | 6 | 19440 | 3.2139 | 7.097 | 4146.5667 | 2.1331 | 1425.6775 | 347.0045 | 3974.3442 | 0.95847 | 0.012926 | 76.4888
2329 | 0.28125 | 0.028 | 2.8958 | 2.2814 | 4 | 12960 | 6.4408 | 11.9143 | 10642.6925 | 0.65973 | 992.1209 | 135.0958 | 10208.4252 | 0.9592 | 0.0008243 | 1.7286
2018 | 2 | 0.12 | 2.7483 | 2.7464 | 2 | 6480 | 18.2298 | 50.4062 | 95293.2153 | 0.054062 | 578.1321 | 15.0718 | 91502.9617 | 0.96023 | 2.7676e-06 | 0.0023358
1157 | 0.3125 | 0.049 | 0.96355 | 2.8817 | 7 | 22680 | 4.6882 | 29.001 | 16023.3775 | 0.29839 | 498.5866 | 89.6147 | 15389.3943 | 0.96043 | 0.00029509 | 0.93007
1242 | 0.09375 | 0.02 | 2.6216 | 1.7986 | 5 | 16200 | 3.3488 | 4.0347 | 2668.6447 | 4.2215 | 2116.1419 | 537.9614 | 2563.595 | 0.96064 | 0.042189 | 256.675
737 | 1.375 | 0.035 | 2.912 | 2.2485 | 2 | 6480 | 13.6803 | 28.4498 | 50271.0954 | 0.14335 | 1053.9405 | 28.5173 | 48360.6754 | 0.962 | 1.946e-05 | 0.0059297
2554 | 1.75 | 0.065 | 2.9473 | 2.6493 | 2 | 6480 | 17.1969 | 42.5739 | 78976.8902 | 0.069072 | 646.3157 | 18.1311 | 76063.648 | 0.96311 | 4.5178e-06 | 0.0030822
2827 | 0.1875 | 0.02 | 1.2759 | 2.6552 | 7 | 22680 | 4.0281 | 16.1133 | 8558.3981 | 0.63511 | 636.7323 | 167.29 | 8243.8591 | 0.96325 | 0.0013369 | 3.7029
2858 | 0.25 | 0.083 | 1.3509 | 1.9574 | 5 | 16200 | 4.0495 | 11.3666 | 8183.4522 | 1.1483 | 1534.9933 | 174.8751 | 7886.289 | 0.96369 | 0.0031217 | 49.4831
505 | 0.375 | 0.035 | 0.81748 | 2.9422 | 7 | 22680 | 4.7463 | 35.4912 | 19413.8315 | 0.23861 | 478.433 | 73.6183 | 18733.3184 | 0.96495 | 0.0001887 | 0.22972
484 | 1.25 | 0.12 | 2.5055 | 1.934 | 2 | 6480 | 11.0218 | 22.2861 | 37603.663 | 0.25615 | 1712.0433 | 37.8661 | 36420.8592 | 0.96855 | 6.2133e-05 | 0.013599
1357 | 0.1875 | 0.02 | 2.7808 | 2.4748 | 5 | 16200 | 5.449 | 10.7877 | 7736.1005 | 0.78856 | 790.573 | 183.885 | 7499.8791 | 0.96947 | 0.0014721 | 6.5604
2402 | 0.875 | 0.065 | 0.89094 | 2.272 | 4 | 12960 | 6.2283 | 36.5361 | 32204.3931 | 0.21964 | 1027.5848 | 44.1641 | 31227.0711 | 0.96965 | 9.1361e-05 | 0.01405
2727 | 0.3125 | 0.065 | 2.7912 | 2.3655 | 4 | 12960 | 6.7933 | 13.699 | 12362.0624 | 0.53298 | 890.5585 | 114.9229 | 12000.3567 | 0.97074 | 0.00053798 | 4.1936
759 | 2.125 | 0.065 | 1.0897 | 2.8552 | 3 | 9720 | 12.0625 | 83.4001 | 103972.4648 | 0.046642 | 529.9619 | 13.6636 | 100933.4234 | 0.97077 | 3.0901e-06 | 0.00064575
2707 | 0.15625 | 0.049 | 0.62655 | 2.2914 | 8 | 25920 | 2.6696 | 13.2753 | 6081.9378 | 1.1455 | 957.0299 | 233.1992 | 5913.8926 | 0.97237 | 0.0049703 | 99.3977
2753 | 0.4375 | 0.049 | 2.0009 | 1.6785 | 3 | 9720 | 5.4783 | 10.2521 | 10877.4608 | 1.2191 | 2851.7972 | 130.1924 | 10592.9011 | 0.97384 | 0.002111 | 0.39126
241 | 1.5 | 0.049 | 2.2257 | 2.043 | 2 | 6480 | 11.652 | 28.2015 | 47427.8053 | 0.18188 | 1458.7676 | 29.8283 | 46235.064 | 0.97485 | 3.1326e-05 | 0.0038495
835 | 0.0625 | 0.02 | 2.9694 | 1.3192 | 4 | 12960 | 2.6073 | 1.6878 | 1197.4261 | 23.5388 | 7866.2571 | 1180.9885 | 1167.7635 | 0.97523 | 1.0493 | 8790.9648
2314 | 2.25 | 0.065 | 2.0612 | 2.5164 | 2 | 6480 | 15.6116 | 51.9525 | 92850.2004 | 0.0639 | 768.7545 | 15.2283 | 90562.6722 | 0.97536 | 3.8665e-06 | 0.00096098
2493 | 0.125 | 0.02 | 1.0023 | 2.5237 | 8 | 25920 | 3.0034 | 11.7182 | 5272.3182 | 1.12 | 748.5559 | 268.1382 | 5143.2993 | 0.97553 | 0.0047512 | 23.7549
2408 | 2 | 0.065 | 1.0984 | 2.7945 | 3 | 9720 | 11.5201 | 76.8389 | 93891.2632 | 0.053398 | 571.0347 | 15.0143 | 91853.7183 | 0.9783 | 4.0501e-06 | 0.00080261
1736 | 0.4375 | 0.049 | 2.6671 | 2.8404 | 4 | 12960 | 8.5892 | 22.9062 | 21135.8641 | 0.23129 | 541.0583 | 66.6401 | 20694.9663 | 0.97914 | 0.00010132 | 0.42764
1611 | 0.1875 | 0.049 | 1.8097 | 1.5811 | 4 | 12960 | 3.5445 | 5.6015 | 4448.6282 | 3.4805 | 3489.3556 | 316.5113 | 4357.2382 | 0.97946 | 0.022942 | 43.4841
823 | 0.1875 | 0.02 | 1.7173 | 2.0591 | 5 | 16200 | 3.9297 | 9.006 | 6000.7043 | 1.4156 | 1419.2118 | 234.3326 | 5885.29 | 0.98077 | 0.004744 | 5.0887
2247 | 0.125 | 0.02 | 1.5963 | 2.1428 | 6 | 19440 | 3.3006 | 7.5277 | 4225.7285 | 1.863 | 1245.1948 | 331.6423 | 4158.4419 | 0.98408 | 0.0098603 | 33.8479
1880 | 0.0625 | 0.02 | 2.6185 | 2.7052 | 8 | 25920 | 3.4713 | 6.3641 | 2921.1638 | 1.8062 | 603.6084 | 479.2286 | 2877.7818 | 0.98515 | 0.012357 | 5361.4685
808 | 0.125 | 0.028 | 2.7043 | 2.5837 | 6 | 19440 | 4.567 | 9.0394 | 5382.9184 | 1.0554 | 705.3878 | 259.6408 | 5311.6282 | 0.98676 | 0.0031642 | 99.2949
1290 | 0.09375 | 0.02 | 2.0835 | 1.74 | 5 | 16200 | 2.9644 | 3.9091 | 2449.1069 | 4.9641 | 2488.3681 | 570.1283 | 2418.956 | 0.98769 | 0.058336 | 235.5594
2836 | 0.625 | 0.049 | 2.1976 | 2.1463 | 3 | 9720 | 7.7556 | 18.5794 | 20741.3505 | 0.3784 | 1264.5499 | 67.3134 | 20487.974 | 0.98778 | 0.00020338 | 0.089948
453 | 0.3125 | 0.065 | 2.3759 | 2.2322 | 4 | 12960 | 6.0021 | 12.9369 | 11157.1736 | 0.65444 | 1093.5092 | 125.1249 | 11021.9102 | 0.98788 | 0.00081112 | 3.7849
646 | 0.6875 | 0.065 | 2.6846 | 2.5383 | 3 | 9720 | 9.9144 | 24.1154 | 28240.1656 | 0.20711 | 761.3265 | 49.388 | 27924.0748 | 0.98881 | 6.0926e-05 | 0.088898
723 | 0.5 | 0.028 | 1.6001 | 1.6571 | 3 | 9720 | 5.1339 | 11.5441 | 11801.9027 | 1.1602 | 3101.8302 | 118.1564 | 11671.9467 | 0.98899 | 0.0019121 | 0.12698
1897 | 0.25 | 0.083 | 2.4206 | 1.9699 | 4 | 12960 | 5.1651 | 9.1866 | 7905.9105 | 1.1733 | 1568.3652 | 176.2984 | 7822.6188 | 0.98946 | 0.0026071 | 74.6952
2734 | 0.875 | 0.065 | 0.70937 | 2.7788 | 5 | 16200 | 6.2057 | 55.7636 | 40135.2345 | 0.12602 | 589.5909 | 34.7214 | 39719.451 | 0.98964 | 3.7596e-05 | 0.011207
1766 | 0.3125 | 0.028 | 0.72469 | 2.7087 | 7 | 22680 | 3.8919 | 27.27 | 13901.1361 | 0.37878 | 632.9164 | 100.2334 | 13759.0396 | 0.98978 | 0.00047552 | 0.39461
2762 | 0.375 | 0.02 | 1.9065 | 2.9926 | 5 | 16200 | 6.9239 | 25.8345 | 18841.4729 | 0.23964 | 480.4954 | 73.945 | 18650.5508 | 0.98987 | 0.00013595 | 0.30025
115 | 0.09375 | 0.02 | 1.9111 | 1.7083 | 5 | 16200 | 2.8412 | 3.841 | 2378.7649 | 5.3401 | 2676.8347 | 584.8818 | 2357.9383 | 0.99124 | 0.067508 | 228.7938
2326 | 0.375 | 0.01 | 2.542 | 2.6113 | 4 | 12960 | 7.2869 | 18.0885 | 15736.5527 | 0.35482 | 711.4404 | 88.3384 | 15611.7376 | 0.99207 | 0.00023843 | 0.31072
965 | 2.125 | 0.065 | 0.79588 | 2.4409 | 3 | 9720 | 9.2084 | 71.3246 | 81804.2177 | 0.076327 | 867.2475 | 16.9841 | 81200.4243 | 0.99262 | 8.2751e-06 | 0.00050807
1511 | 0.3125 | 0.049 | 1.9881 | 2.0856 | 4 | 12960 | 5.2634 | 12.0995 | 10032.1121 | 0.82607 | 1380.294 | 138.2781 | 9973.4906 | 0.99416 | 0.0012924 | 1.7833
1237 | 0.125 | 0.035 | 1.3111 | 2.3771 | 7 | 22680 | 3.2243 | 9.6896 | 4848.7515 | 1.3474 | 900.5679 | 285.891 | 4823.9201 | 0.99488 | 0.0060172 | 162.7762
1107 | 2.5 | 0.065 | 0.60147 | 2.2971 | 3 | 9720 | 8.3508 | 78.9476 | 88403.8599 | 0.078461 | 1048.8122 | 15.6519 | 88111.6784 | 0.99669 | 8.7442e-06 | 0.00023432
403 | 1.75 | 0.065 | 2.9905 | 2.8101 | 2 | 6480 | 17.4271 | 45.1465 | 79958.423 | 0.062164 | 581.6807 | 17.2974 | 79729.6502 | 0.99714 | 3.6594e-06 | 0.0031205
2371 | 0.1875 | 0.049 | 1.6957 | 1.5803 | 4 | 12960 | 3.4142 | 5.599 | 4329.5953 | 3.5806 | 3589.7796 | 319.4263 | 4317.4748 | 0.9972 | 0.024282 | 42.3206
317 | 0.4375 | 0.049 | 2.6606 | 1.9851 | 3 | 9720 | 6.7979 | 12.0921 | 12987.5375 | 0.70322 | 1645.0209 | 106.344 | 12968.4354 | 0.99853 | 0.00070241 | 0.46716
423 | 0.375 | 0.02 | 2.5302 | 2.6231 | 4 | 12960 | 7.2601 | 18.1692 | 15687.6216 | 0.35334 | 708.4891 | 88.0171 | 15668.714 | 0.99879 | 0.00023645 | 0.39061
1643 | 0.28125 | 0.028 | 1.357 | 2.8206 | 6 | 19440 | 4.9659 | 21.9419 | 12931.7129 | 0.38214 | 574.6671 | 106.6022 | 12937.0228 | 1.0004 | 0.00041484 | 0.93351
1012 | 0.125 | 0.02 | 2.8302 | 2.713 | 6 | 19440 | 4.7109 | 9.4828 | 5514.4565 | 0.95246 | 636.591 | 249.8283 | 5520.253 | 1.0011 | 0.0025771 | 44.1705
2071 | 0.625 | 0.02 | 1.8565 | 2.949 | 4 | 12960 | 8.5491 | 33.8869 | 30072.1696 | 0.15351 | 512.991 | 45.77 | 30131.4133 | 1.002 | 4.4627e-05 | 0.048312
1269 | 1.75 | 0.065 | 2.3616 | 2.4216 | 2 | 6480 | 14.073 | 38.9309 | 65655.8694 | 0.096392 | 901.949 | 20.9622 | 65790.555 | 1.0021 | 8.7983e-06 | 0.0025623
333 | 0.1875 | 0.049 | 2.3017 | 1.7699 | 4 | 12960 | 4.1068 | 6.249 | 4962.4572 | 2.3548 | 2360.8423 | 277.2708 | 4973.8936 | 1.0023 | 0.010502 | 48.5067
502 | 0.09375 | 0.02 | 0.62652 | 1.9373 | 7 | 22680 | 2.1026 | 5.9927 | 2739.6971 | 3.5035 | 1756.2143 | 502.0388 | 2747.0289 | 1.0027 | 0.040681 | 134.4433
200 | 2 | 0.12 | 2.7236 | 2.907 | 2 | 6480 | 18.0788 | 53.3425 | 94557.0921 | 0.049896 | 533.5777 | 14.5365 | 94872.6202 | 1.0033 | 2.3575e-06 | 0.0023178
1623 | 0.6875 | 0.065 | 2.8246 | 2.6777 | 3 | 9720 | 10.3545 | 25.4302 | 29346.1288 | 0.18274 | 671.7483 | 46.7585 | 29494.4146 | 1.0051 | 4.7432e-05 | 0.092379
108 | 1.25 | 0.049 | 1.6628 | 2.8103 | 3 | 9720 | 10.9789 | 48.3627 | 56209.4859 | 0.088417 | 590.9518 | 24.3857 | 56554.1605 | 1.0061 | 1.1104e-05 | 0.0053378
2342 | 0.09375 | 0.02 | 2.5626 | 2.804 | 7 | 22680 | 4.0389 | 8.5932 | 4287.8771 | 1.1631 | 583.024 | 318.8326 | 4325.5148 | 1.0088 | 0.0044834 | 210.4161
2519 | 0.25 | 0.028 | 0.9926 | 2.8762 | 7 | 22680 | 4.1233 | 23.1921 | 11614.122 | 0.4129 | 551.9341 | 117.6697 | 11720.227 | 1.0091 | 0.00056503 | 1.2594
1969 | 0.09375 | 0.02 | 1.9854 | 2.9864 | 8 | 25920 | 3.7453 | 10.4204 | 4632.0884 | 0.97781 | 490.1507 | 295.0145 | 4674.737 | 1.0092 | 0.0036215 | 174.0322
1075 | 1 | 0.035 | 1.3892 | 1.346 | 2 | 6480 | 5.7102 | 12.4882 | 17140.2611 | 1.5169 | 8110.7069 | 79.7247 | 17298.4648 | 1.0092 | 0.0021789 | 0.010778
2583 | 0.15625 | 0.049 | 2.6628 | 2.8853 | 6 | 19440 | 5.2805 | 12.5472 | 7543.5874 | 0.63261 | 528.5201 | 181.0009 | 7619.3851 | 1.01 | 0.0011369 | 219.1743
1448 | 0.375 | 0.049 | 2.1695 | 2.4384 | 4 | 12960 | 6.4354 | 16.9029 | 14180.4156 | 0.44108 | 884.4066 | 96.2578 | 14327.309 | 1.0104 | 0.00036845 | 0.75533
2097 | 0.21875 | 0.035 | 2.0106 | 2.4143 | 5 | 16200 | 4.8273 | 12.2531 | 8197.0588 | 0.77606 | 907.7106 | 166.3642 | 8289.7335 | 1.0113 | 0.0014258 | 5.7605
1054 | 3 | 0.065 | 0.95769 | 1.962 | 2 | 6480 | 10.2331 | 54.0014 | 84483.0898 | 0.1107 | 1775.7512 | 16.124 | 85531.6874 | 1.0124 | 1.1605e-05 | 0.00019524
1150 | 0.28125 | 0.028 | 0.69065 | 2.2287 | 6 | 19440 | 3.2522 | 17.3752 | 9408.413 | 0.77827 | 1170.3758 | 144.6561 | 9533.7483 | 1.0133 | 0.0017207 | 0.67917
2299 | 0.15625 | 0.049 | 1.3312 | 2.1914 | 6 | 19440 | 3.3779 | 9.5728 | 5370.4842 | 1.4062 | 1174.7836 | 253.3012 | 5444.5658 | 1.0138 | 0.0056171 | 156.0361
1890 | 2.125 | 0.065 | 1.2067 | 1.8378 | 2 | 6480 | 9.2919 | 35.89 | 54968.7277 | 0.19537 | 2219.7994 | 24.742 | 55739.7574 | 1.014 | 3.6143e-05 | 0.00076814
2281 | 0.125 | 0.049 | 1.2603 | 2.7276 | 8 | 25920 | 3.3966 | 12.6505 | 5751.3573 | 0.9055 | 605.208 | 236.4578 | 5832.3948 | 1.0141 | 0.0031057 | 2545.3248
2918 | 0.5 | 0.02 | 1.6298 | 1.7268 | 3 | 9720 | 5.2018 | 12.0224 | 11926.0149 | 1.038 | 2774.9762 | 113.8736 | 12110.9265 | 1.0155 | 0.0015303 | 0.11137
674 | 1 | 0.035 | 0.89027 | 1.8012 | 3 | 9720 | 5.5463 | 24.885 | 25111.1879 | 0.4472 | 2391.1435 | 54.0054 | 25536.5978 | 1.0169 | 0.00028406 | 0.007018
815 | 0.4375 | 0.049 | 2.5923 | 2.9535 | 4 | 12960 | 8.3895 | 23.8111 | 20710.2407 | 0.22238 | 520.2115 | 65.4682 | 21065.4326 | 1.0172 | 9.3658e-05 | 0.41903
850 | 1.5 | 0.065 | 2.9829 | 2.6029 | 2 | 6480 | 15.114 | 35.8812 | 60081.5018 | 0.093423 | 749.2912 | 22.5659 | 61115.0124 | 1.0172 | 8.2648e-06 | 0.0053484
2915 | 0.375 | 0.083 | 1.6106 | 2.8058 | 5 | 16200 | 6.0782 | 24.2323 | 16909.6321 | 0.29465 | 590.8018 | 80.1126 | 17214.7018 | 1.018 | 0.00020553 | 1.7787
1650 | 0.21875 | 0.035 | 1.497 | 2.6945 | 6 | 19440 | 4.4704 | 16.3488 | 9265.6419 | 0.57305 | 670.2587 | 146.0292 | 9444.1062 | 1.0193 | 0.00093287 | 4.5218
612 | 0.1875 | 0.035 | 1.905 | 2.7866 | 6 | 19440 | 4.7422 | 14.5127 | 8314.5318 | 0.60568 | 607.2216 | 162.7257 | 8475.0935 | 1.0193 | 0.0010421 | 12.1591
566 | 0.21875 | 0.035 | 0.79311 | 2.1583 | 6 | 19440 | 3.0624 | 13.1315 | 7014.225 | 1.1074 | 1295.2288 | 192.5289 | 7163.1597 | 1.0212 | 0.0034836 | 3.4231
2378 | 0.0625 | 0.028 | 1.7931 | 2.402 | 8 | 25920 | 2.8424 | 5.6709 | 2538.0391 | 2.5285 | 844.9771 | 531.4879 | 2594.8198 | 1.0224 | 0.024216 | 668810.0675
12 | 0.28125 | 0.028 | 0.65083 | 2.6317 | 7 | 22680 | 3.4287 | 23.8681 | 11399.9548 | 0.48368 | 727.3729 | 118.3078 | 11657.012 | 1.0225 | 0.00077537 | 0.60461
2030 | 0.3125 | 0.016 | 2.4279 | 2.4165 | 4 | 12960 | 6.1011 | 13.9902 | 11307.9387 | 0.5617 | 938.5531 | 119.2608 | 11563.8593 | 1.0226 | 0.00059753 | 0.68738
25 | 0.3125 | 0.065 | 0.84853 | 2.0005 | 5 | 16200 | 3.4966 | 14.4708 | 9176.6995 | 0.97996 | 1637.4319 | 146.7791 | 9395.8563 | 1.0239 | 0.0022734 | 1.9923
2561 | 0.28125 | 0.028 | 1.9586 | 2.7509 | 5 | 16200 | 5.6735 | 17.8668 | 11988.8569 | 0.4286 | 644.5374 | 112.1895 | 12292.7309 | 1.0253 | 0.00043487 | 1.2462
1795 | 0.25 | 0.02 | 2.2961 | 2.1234 | 4 | 12960 | 4.9753 | 9.888 | 7674.7276 | 1.0436 | 1394.9591 | 175.0256 | 7879.506 | 1.0267 | 0.0020625 | 1.8563
1893 | 2.125 | 0.065 | 1.0019 | 2.9396 | 3 | 9720 | 11.2104 | 85.8578 | 97354.1968 | 0.047648 | 541.383 | 13.7964 | 99962.1867 | 1.0268 | 3.2247e-06 | 0.00060464
2875 | 0.15625 | 0.049 | 2.3632 | 2.7975 | 6 | 19440 | 4.8524 | 12.1708 | 7054.6956 | 0.70949 | 592.7517 | 190.3678 | 7244.4781 | 1.0269 | 0.00143 | 204.9698
725 | 0.375 | 0.083 | 2.7416 | 1.8974 | 3 | 9720 | 6.1764 | 9.9394 | 10280.3883 | 0.97519 | 1955.3598 | 130.475 | 10569.9547 | 1.0282 | 0.0013508 | 3.0038
1722 | 0.0625 | 0.02 | 2.4903 | 1.6756 | 5 | 16200 | 2.662 | 2.574 | 1517.6049 | 8.7751 | 2932.4827 | 883.2404 | 1561.4268 | 1.0289 | 0.18229 | 7130.6073
2128 | 1.375 | 0.065 | 2.0791 | 1.9936 | 2 | 6480 | 10.1894 | 25.2453 | 38575.0669 | 0.23474 | 1725.8167 | 34.7078 | 39735.0702 | 1.0301 | 5.2179e-05 | 0.0054927
55 | 0.375 | 0.01 | 2.8942 | 2.9607 | 4 | 12960 | 8.092 | 20.4848 | 17207.967 | 0.26665 | 534.6674 | 77.7562 | 17736.3974 | 1.0307 | 0.00013466 | 0.33977
1930 | 1.375 | 0.065 | 0.64345 | 1.8241 | 3 | 9720 | 5.521 | 34.5824 | 34400.8659 | 0.31734 | 2333.1025 | 38.8731 | 35477.3594 | 1.0313 | 0.00014304 | 0.002177
523 | 2 | 0.12 | 2.4684 | 2.8337 | 2 | 6480 | 16.5236 | 52.0021 | 86978.0055 | 0.056412 | 603.2588 | 15.3618 | 89775.6861 | 1.0322 | 3.0134e-06 | 0.002132
1535 | 1.375 | 0.065 | 1.1037 | 2.4179 | 3 | 9720 | 8.4146 | 45.7795 | 48942.9645 | 0.12965 | 953.2015 | 27.2914 | 50532.9608 | 1.0325 | 2.3876e-05 | 0.0030973
1188 | 0.375 | 0.035 | 2.1061 | 2.4871 | 4 | 12960 | 6.2906 | 17.2363 | 13915.7656 | 0.43477 | 871.7617 | 95.9854 | 14367.9687 | 1.0325 | 0.00035799 | 0.50428
1518 | 0.375 | 0.035 | 2.9459 | 2.0247 | 3 | 9720 | 6.5268 | 10.5938 | 10760.5985 | 0.81599 | 1636.147 | 124.0652 | 11116.0531 | 1.033 | 0.00094577 | 0.69324
1112 | 0.375 | 0.083 | 1.5051 | 2.0809 | 4 | 12960 | 4.9166 | 14.4508 | 11404.8057 | 0.72983 | 1463.3893 | 116.8973 | 11797.6623 | 1.0344 | 0.0010088 | 1.8744
628 | 1.375 | 0.035 | 1.083 | 1.4234 | 2 | 6480 | 6.0147 | 18.077 | 24587.7783 | 0.86414 | 6353.166 | 54.2067 | 25441.7661 | 1.0347 | 0.00070711 | 0.0029002
188 | 2.25 | 0.065 | 2.0322 | 2.7109 | 2 | 6480 | 15.4125 | 55.9535 | 91758.7166 | 0.05731 | 689.4784 | 14.5191 | 94986.4418 | 1.0352 | 3.1102e-06 | 0.00094968
2120 | 0.15625 | 0.049 | 1.921 | 2.0698 | 5 | 16200 | 3.7632 | 7.5732 | 4842.1407 | 1.7368 | 1450.9942 | 275.0465 | 5014.1171 | 1.0355 | 0.0071408 | 202.587
896 | 0.21875 | 0.035 | 1.3916 | 2.1533 | 5 | 16200 | 3.7955 | 10.9479 | 6822.1193 | 1.1435 | 1337.4839 | 195.0104 | 7072.0071 | 1.0366 | 0.0030955 | 4.7943
2630 | 0.1875 | 0.049 | 1.3366 | 1.9754 | 5 | 16200 | 3.3856 | 8.6471 | 5379.3124 | 1.7147 | 1719.0627 | 246.9968 | 5583.5347 | 1.038 | 0.0069604 | 33.652
2970 | 0.28125 | 0.028 | 0.98742 | 2.1079 | 5 | 16200 | 3.5922 | 13.7323 | 8422.8513 | 0.96417 | 1449.9358 | 157.6703 | 8746.827 | 1.0385 | 0.0022007 | 0.87556
2667 | 0.1875 | 0.049 | 1.2971 | 2.4234 | 6 | 19440 | 3.6998 | 12.6446 | 6885.8444 | 0.91796 | 920.3014 | 192.853 | 7151.1203 | 1.0385 | 0.0023938 | 29.9143
760 | 1.75 | 0.065 | 1.4002 | 1.8434 | 2 | 6480 | 8.9445 | 29.6786 | 43786.9133 | 0.24361 | 2279.5373 | 30.3181 | 45488.2043 | 1.0389 | 5.6199e-05 | 0.0017089
263 | 1 | 0.035 | 1.2479 | 2.1969 | 3 | 9720 | 7.1812 | 30.3127 | 31086.9144 | 0.2418 | 1292.9081 | 42.6177 | 32360.1382 | 1.041 | 8.305e-05 | 0.008688
2607 | 0.25 | 0.028 | 1.3084 | 2.7935 | 6 | 19440 | 4.467 | 19.3379 | 10583.1809 | 0.474 | 633.6133 | 125.1443 | 11020.2013 | 1.0413 | 0.00063827 | 1.562
1551 | 0.21875 | 0.035 | 2.7778 | 2.1973 | 4 | 12960 | 5.1802 | 8.9703 | 6933.7819 | 1.0837 | 1267.5982 | 190.8728 | 7225.31 | 1.042 | 0.0022244 | 7.6136
1037 | 0.625 | 0.049 | 2.817 | 1.5396 | 2 | 6480 | 6.8423 | 8.9791 | 12436.7474 | 1.3405 | 4479.8861 | 106.4042 | 12961.0972 | 1.0422 | 0.0017017 | 0.12135
2117 | 0.15625 | 0.035 | 1.5111 | 1.5399 | 4 | 12960 | 2.9154 | 4.5803 | 3228.1174 | 5.162 | 4312.6311 | 409.6982 | 3366.1735 | 1.0428 | 0.050465 | 43.9027
2642 | 0.625 | 0.049 | 2.2638 | 2.3475 | 3 | 9720 | 7.9447 | 20.3041 | 21173.3787 | 0.31534 | 1053.8031 | 62.46 | 22079.9642 | 1.0428 | 0.00014124 | 0.091821
631 | 0.25 | 0.016 | 0.83596 | 2.3847 | 6 | 19440 | 3.387 | 16.5342 | 8609.4404 | 0.75469 | 1008.8246 | 153.5213 | 8983.2184 | 1.0434 | 0.001618 | 0.79694
2198 | 0.875 | 0.035 | 1.614 | 2.361 | 3 | 9720 | 7.9329 | 28.5158 | 29605.0782 | 0.22329 | 1044.6752 | 44.5964 | 30924.3838 | 1.0446 | 7.0819e-05 | 0.016844
1359 | 1 | 0.049 | 1.8098 | 2.7284 | 3 | 9720 | 9.7504 | 37.6023 | 40477.2198 | 0.1286 | 687.6327 | 32.5854 | 42323.1652 | 1.0456 | 2.3492e-05 | 0.012784
311 | 2 | 0.065 | 2.5496 | 2.9613 | 2 | 6480 | 17.0185 | 54.3361 | 89389.7873 | 0.051318 | 548.7861 | 14.7474 | 93516.0965 | 1.0462 | 2.4938e-06 | 0.0017193
2883 | 0.15625 | 0.049 | 1.9097 | 2.0949 | 5 | 16200 | 3.7497 | 7.6626 | 4829.3245 | 1.7016 | 1421.6008 | 272.8949 | 5053.6506 | 1.0465 | 0.0068544 | 202.0508
1458 | 0.09375 | 0.02 | 2.5629 | 1.5577 | 4 | 12960 | 2.9407 | 2.8506 | 1948.4462 | 8.2803 | 4150.6862 | 676.2575 | 2039.3344 | 1.0466 | 0.12985 | 292.8203
2633 | 0.75 | 0.083 | 2.7493 | 2.9429 | 3 | 9720 | 10.9034 | 30.4537 | 33518.5784 | 0.13815 | 554.022 | 39.2936 | 35097.6846 | 1.0471 | 2.711e-05 | 0.080325
2868 | 0.09375 | 0.02 | 1.449 | 2.4481 | 7 | 22680 | 2.9252 | 7.5253 | 3397.3817 | 1.8287 | 916.6913 | 387.5061 | 3558.951 | 1.0476 | 0.011084 | 166.7174
68 | 0.1875 | 0.02 | 1.1518 | 2.4129 | 6 | 19440 | 3.4508 | 12.5907 | 6544.5628 | 0.97299 | 975.4697 | 201.0821 | 6858.4667 | 1.048 | 0.0026894 | 3.8541
944 | 2 | 0.12 | 1.1438 | 1.7866 | 2 | 6480 | 8.4485 | 32.8538 | 47624.8992 | 0.24016 | 2568.2066 | 27.6294 | 49914.7631 | 1.0481 | 5.4615e-05 | 0.0011674
718 | 0.0625 | 0.02 | 1.6237 | 1.28 | 4 | 12960 | 2.0946 | 1.643 | 1041.2704 | 30.8626 | 10313.7508 | 1262.288 | 1092.552 | 1.0492 | 1.8039 | 7644.5397
1352 | 1.5 | 0.049 | 2.8203 | 2.6297 | 2 | 6480 | 14.3703 | 36.2495 | 57363.172 | 0.096238 | 771.8681 | 22.8767 | 60284.7848 | 1.0509 | 8.7703e-06 | 0.0046559
247 | 0.21875 | 0.035 | 0.92097 | 1.9182 | 5 | 16200 | 3.0111 | 9.7723 | 5776.8408 | 1.6961 | 1983.8537 | 226.9728 | 6076.1249 | 1.0518 | 0.0068104 | 4.0597
40 | 0.75 | 0.049 | 2.3544 | 2.708 | 3 | 9720 | 9.5493 | 28.0375 | 29806.8126 | 0.17672 | 708.6852 | 43.9764 | 31360.3179 | 1.0521 | 4.436e-05 | 0.045977
2096 | 1.25 | 0.035 | 1.4159 | 2.7352 | 3 | 9720 | 9.568 | 47.0745 | 49763.0649 | 0.1042 | 696.4092 | 26.2513 | 52535.0277 | 1.0557 | 1.5421e-05 | 0.0042928
2594 | 0.21875 | 0.035 | 1.1424 | 2.5482 | 6 | 19440 | 3.761 | 15.4712 | 8131.3274 | 0.71467 | 835.9071 | 160.6546 | 8584.3506 | 1.0557 | 0.001451 | 3.9683
596 | 2.125 | 0.065 | 0.73501 | 2.5417 | 3 | 9720 | 8.617 | 74.2618 | 77210.9264 | 0.075582 | 858.7809 | 16.9128 | 81542.8826 | 1.0561 | 8.1143e-06 | 0.00047954
1382 | 1.5 | 0.065 | 2.9739 | 2.7426 | 2 | 6480 | 15.0725 | 37.7971 | 59929.832 | 0.086152 | 690.9721 | 21.7784 | 63324.9446 | 1.0567 | 7.0283e-06 | 0.0053349
465 | 0.15625 | 0.035 | 2.0611 | 1.2691 | 3 | 9720 | 2.9484 | 2.8998 | 2439.9547 | 13.7028 | 11448.1414 | 534.7675 | 2578.9064 | 1.0569 | 0.26671 | 58.993
762 | 0.375 | 0.035 | 0.85555 | 2.2795 | 5 | 16200 | 3.9207 | 19.7213 | 11981.0226 | 0.58689 | 1176.7647 | 108.7986 | 12675.8569 | 1.058 | 0.0008154 | 0.27787
2231 | 0.75 | 0.049 | 1.1844 | 2.7471 | 4 | 12960 | 6.8913 | 37.8599 | 30027.0137 | 0.1715 | 687.7381 | 43.4006 | 31776.391 | 1.0583 | 5.5701e-05 | 0.026053
291 | 0.625 | 0.065 | 2.7522 | 1.5414 | 2 | 6480 | 6.7189 | 8.9893 | 12248.8309 | 1.3566 | 4533.6197 | 106.3837 | 12963.6006 | 1.0584 | 0.0017428 | 0.15355
787 | 2 | 0.12 | 2.285 | 2.7904 | 2 | 6480 | 15.4051 | 51.2113 | 81527.3442 | 0.061637 | 659.1331 | 15.9789 | 86308.2896 | 1.0586 | 3.5975e-06 | 0.0019984
1681 | 1 | 0.083 | 0.97951 | 2.8936 | 4 | 12960 | 7.4471 | 53.099 | 42744.9192 | 0.11115 | 594.3195 | 30.4718 | 45258.749 | 1.0588 | 2.3398e-05 | 0.01039
1619 | 0.21875 | 0.035 | 2.6007 | 2.9091 | 5 | 16200 | 5.8111 | 14.7271 | 9507.9947 | 0.49567 | 579.754 | 136.9627 | 10069.2766 | 1.059 | 0.00058163 | 6.6818
2107 | 0.125 | 0.049 | 2.8303 | 2.2174 | 5 | 16200 | 4.1719 | 6.5163 | 4184.8989 | 1.7659 | 1180.2691 | 310.837 | 4436.779 | 1.0602 | 0.0073823 | 4741.3039
772 | 0.1875 | 0.028 | 1.6742 | 2.8201 | 6 | 19440 | 4.3465 | 14.6853 | 7772.1743 | 0.636 | 637.6197 | 166.8234 | 8266.9179 | 1.0637 | 0.0011491 | 7.2453
2246 | 0.625 | 0.028 | 2.8386 | 2.765 | 3 | 9720 | 9.5872 | 23.883 | 24925.553 | 0.20451 | 683.4297 | 52.0107 | 26515.98 | 1.0638 | 5.9406e-05 | 0.079541
1275 | 0.15625 | 0.049 | 2.7786 | 2.5063 | 5 | 16200 | 4.7843 | 9.1321 | 5814.0544 | 1.0273 | 858.2957 | 222.9457 | 6185.8789 | 1.064 | 0.0024985 | 243.2502
2887 | 0.1875 | 0.028 | 1.7724 | 2.8898 | 6 | 19440 | 4.5147 | 15.0434 | 8002.7465 | 0.59491 | 596.4312 | 161.9623 | 8515.0361 | 1.064 | 0.0010054 | 7.4602
1862 | 0.09375 | 0.02 | 0.66909 | 1.8221 | 6 | 19440 | 2.0496 | 4.8659 | 2311.9719 | 4.7337 | 2372.8934 | 560.6101 | 2460.0258 | 1.064 | 0.063657 | 154.4233
695 | 1 | 0.083 | 1.8971 | 2.8715 | 3 | 9720 | 10.1494 | 39.5661 | 41935.4625 | 0.11464 | 612.9463 | 30.8943 | 44639.8589 | 1.0645 | 1.8666e-05 | 0.018121
2245 | 0.0625 | 0.02 | 1.1284 | 2.4166 | 8 | 25920 | 2.3358 | 5.7043 | 2229.4562 | 2.8488 | 952.0274 | 581.0477 | 2373.4976 | 1.0646 | 0.030741 | 4091.9168
1193 | 2 | 0.065 | 2.4315 | 2.9433 | 2 | 6480 | 16.2986 | 54.0074 | 85881.6819 | 0.053908 | 576.4853 | 15.0786 | 91461.7699 | 1.065 | 2.7519e-06 | 0.0016518
1249 | 0.21875 | 0.035 | 1.6614 | 2.3944 | 5 | 16200 | 4.2454 | 12.1536 | 7421.5206 | 0.86938 | 1016.8616 | 174.4535 | 7905.3469 | 1.0652 | 0.0017893 | 5.2155
613 | 0.125 | 0.02 | 1.0095 | 2.1012 | 6 | 19440 | 2.6298 | 7.3851 | 3612.8484 | 2.2614 | 1511.4176 | 358.1086 | 3851.1094 | 1.0659 | 0.014527 | 28.9387
1009 | 0.21875 | 0.035 | 1.5273 | 2.3179 | 5 | 16200 | 4.0218 | 11.7711 | 7123.6014 | 0.9583 | 1120.8719 | 181.5931 | 7594.5356 | 1.0661 | 0.002174 | 5.0061
391 | 0.15625 | 0.035 | 1.387 | 2.4364 | 6 | 19440 | 3.4576 | 10.6229 | 5461.5563 | 1.1469 | 958.1667 | 236.5202 | 5830.8559 | 1.0676 | 0.0037366 | 33.0123
586 | 1.75 | 0.065 | 2.2417 | 2.5577 | 2 | 6480 | 13.433 | 41.109 | 62926.9077 | 0.091784 | 858.8322 | 20.5276 | 67183.4049 | 1.0676 | 7.9772e-06 | 0.0024558
237 | 1.5 | 0.065 | 0.8837 | 2.3499 | 3 | 9720 | 7.5364 | 48.5274 | 48577.5114 | 0.1372 | 1100.3946 | 26.5761 | 51893.097 | 1.0683 | 2.6737e-05 | 0.0019219
2645 | 1 | 0.065 | 0.78805 | 2.6184 | 4 | 12960 | 6.28 | 48.0649 | 37056.9235 | 0.15002 | 802.1455 | 34.8103 | 39618.0782 | 1.0691 | 4.2623e-05 | 0.0076066
1658 | 0.25 | 0.065 | 2.3735 | 2.2099 | 4 | 12960 | 5.0931 | 10.2838 | 7818.286 | 0.9511 | 1271.3667 | 164.9367 | 8361.4835 | 1.0695 | 0.0017132 | 17.7355
2271 | 0.125 | 0.049 | 1.9719 | 1.5064 | 4 | 12960 | 2.9786 | 3.6237 | 2621.0365 | 6.7783 | 4530.3962 | 491.5614 | 2805.581 | 1.0704 | 0.087015 | 4639.8711
340 | 0.375 | 0.01 | 1.5142 | 2.9973 | 5 | 16200 | 5.803 | 25.8741 | 16280.7922 | 0.27669 | 554.7818 | 79.0674 | 17442.2774 | 1.0713 | 0.00018123 | 0.20574
71 | 0.625 | 0.02 | 2.4461 | 2.5639 | 3 | 9720 | 8.4658 | 22.159 | 22363.6806 | 0.25725 | 859.6701 | 57.523 | 23975.01 | 1.0721 | 9.3996e-05 | 0.063873
353 | 0.0625 | 0.028 | 0.83468 | 1.8919 | 7 | 22680 | 2.0325 | 3.9642 | 1789.1128 | 5.6384 | 1884.2545 | 717.1139 | 1923.1468 | 1.0749 | 0.10537 | 615780.7488
1527 | 0.09375 | 0.02 | 2.073 | 1.5236 | 4 | 12960 | 2.6607 | 2.7923 | 1820.5283 | 9.4376 | 4730.8275 | 704.1862 | 1958.4525 | 1.0758 | 0.16868 | 273.5963
1751 | 0.125 | 0.049 | 1.271 | 2.1242 | 6 | 19440 | 2.9287 | 7.4639 | 3885.9616 | 2.0595 | 1376.4938 | 329.7223 | 4182.6572 | 1.0764 | 0.012049 | 3057.3759
1208 | 0.15625 | 0.049 | 0.70816 | 1.6486 | 5 | 16200 | 2.3191 | 6.0686 | 3467.6612 | 4.0002 | 3342.0272 | 369.4479 | 3732.9083 | 1.0765 | 0.037882 | 145.0811
1007 | 0.4375 | 0.049 | 1.7483 | 1.7828 | 3 | 9720 | 4.9731 | 10.8784 | 10069.5743 | 1.1413 | 2669.9068 | 127.2184 | 10840.5334 | 1.0766 | 0.0018503 | 0.3622
421 | 0.0625 | 0.02 | 1.4244 | 2.2405 | 7 | 22680 | 2.4257 | 4.6616 | 1998.6781 | 3.6287 | 1212.6419 | 640.4045 | 2153.5064 | 1.0775 | 0.04364 | 4791.3135
2317 | 3 | 0.065 | 2.3829 | 1.4118 | 1 | 3240 | 12.3706 | 19.5438 | 50053.996 | 0.43653 | 7002.249 | 25.5646 | 53946.3914 | 1.0778 | 9.0223e-05 | 0.00046271
2701 | 2.375 | 0.065 | 1.1786 | 2.0942 | 2 | 6480 | 10.008 | 45.6587 | 65580.0414 | 0.12539 | 1592.2735 | 19.5113 | 70682.7946 | 1.0778 | 1.4887e-05 | 0.00051133
881 | 0.4375 | 0.049 | 2.4656 | 2.1147 | 3 | 9720 | 6.4078 | 12.8695 | 12363.7891 | 0.65284 | 1527.1746 | 103.3122 | 13349.001 | 1.0797 | 0.00060538 | 0.44472
2779 | 1.25 | 0.083 | 1.6364 | 1.741 | 2 | 6480 | 7.7107 | 20.0793 | 27518.2777 | 0.44124 | 2949.1095 | 46.3825 | 29733.5454 | 1.0805 | 0.00018436 | 0.0074998
2553 | 0.375 | 0.083 | 1.751 | 2.3736 | 4 | 12960 | 5.4788 | 16.4583 | 12432.2745 | 0.52684 | 1056.3703 | 102.6317 | 13437.5229 | 1.0809 | 0.00052567 | 2.0433
2626 | 0.5 | 0.12 | 0.8887 | 1.9827 | 4 | 12960 | 4.1848 | 18.3096 | 13423.1083 | 0.68208 | 1823.5096 | 95.0522 | 14509.0348 | 1.0809 | 0.00088109 | 0.69086
923 | 0.1875 | 0.049 | 2.3405 | 2.6177 | 5 | 16200 | 4.8199 | 11.4 | 7017.5694 | 0.79254 | 794.5595 | 181.3177 | 7606.0703 | 1.0839 | 0.001487 | 43.9007
1555 | 0.28125 | 0.028 | 0.61313 | 1.9324 | 5 | 16200 | 2.79 | 12.6042 | 7048.5227 | 1.369 | 2058.6807 | 180.38 | 7645.6088 | 1.0847 | 0.0044366 | 0.7327
955 | 0.875 | 0.12 | 1.3865 | 2.259 | 3 | 9720 | 7.0226 | 27.2919 | 26693.6386 | 0.2677 | 1252.4592 | 47.6105 | 28966.6491 | 1.0852 | 0.00010179 | 0.039227
1938 | 0.3125 | 0.065 | 1.0649 | 1.3193 | 3 | 9720 | 2.9974 | 5.8347 | 4935.936 | 5.7091 | 9539.4559 | 256.9275 | 5367.7208 | 1.0875 | 0.046297 | 2.9768
904 | 0.125 | 0.028 | 1.4185 | 2.3541 | 6 | 19440 | 3.0973 | 8.2524 | 4039.9909 | 1.6446 | 1099.1792 | 312.8182 | 4408.6794 | 1.0913 | 0.0076834 | 74.5228
2570 | 0.0625 | 0.02 | 1.2595 | 2.5659 | 8 | 25920 | 2.4357 | 6.0456 | 2290.3118 | 2.5086 | 838.3487 | 551.2974 | 2501.5811 | 1.0922 | 0.023838 | 4203.6105
1659 | 0.875 | 0.12 | 2.0699 | 1.633 | 2 | 6480 | 6.9965 | 13.2453 | 17740.0437 | 0.80125 | 3748.7118 | 71.1201 | 19391.365 | 1.0931 | 0.00060794 | 0.058656
1858 | 0.4375 | 0.049 | 0.78252 | 1.8698 | 4 | 12960 | 3.563 | 15.1401 | 10419.555 | 0.99275 | 2322.3138 | 121.0215 | 11395.6256 | 1.0937 | 0.0018665 | 0.21082
2267 | 0.0625 | 0.02 | 2.1416 | 2.1305 | 6 | 19440 | 2.6999 | 3.8328 | 1838.4455 | 4.3288 | 1446.6067 | 685.8439 | 2010.8296 | 1.0938 | 0.053232 | 5998.6852
532 | 0.28125 | 0.028 | 1.5085 | 2.6828 | 5 | 16200 | 4.709 | 17.4289 | 10336.2368 | 0.51725 | 777.848 | 121.805 | 11322.3167 | 1.0954 | 0.00063337 | 1.0745
2509 | 0.75 | 0.083 | 0.91026 | 2.5142 | 4 | 12960 | 5.6377 | 34.6653 | 25445.2747 | 0.23351 | 936.4039 | 49.396 | 27919.5745 | 1.0972 | 0.00010326 | 0.0343
470 | 0.15625 | 0.035 | 1.0728 | 2.787 | 7 | 22680 | 3.2642 | 14.1167 | 6114.0315 | 0.82347 | 687.9744 | 205.4751 | 6711.8376 | 1.0978 | 0.0022474 | 27.1515
1953 | 2.25 | 0.065 | 1.3759 | 2.2871 | 2 | 6480 | 10.912 | 47.2339 | 67084.4584 | 0.1042 | 1253.6206 | 18.7151 | 73690.02 | 1.0985 | 1.0282e-05 | 0.00069431
2274 | 0.5 | 0.035 | 0.99045 | 2.1845 | 4 | 12960 | 4.4949 | 20.1553 | 14178.8215 | 0.53569 | 1432.1519 | 88.521 | 15579.5209 | 1.0988 | 0.00054348 | 0.097543
1438 | 0.15625 | 0.035 | 2.8327 | 2.0324 | 4 | 12960 | 4.1741 | 5.9877 | 4186.6441 | 2.0815 | 1738.9697 | 299.5986 | 4603.2105 | 1.0995 | 0.0082051 | 56.9387
1008 | 0.3125 | 0.065 | 2.0819 | 2.4293 | 4 | 12960 | 5.4421 | 14.0636 | 10304.2531 | 0.61088 | 1020.7228 | 121.6389 | 11337.7821 | 1.1003 | 0.00070674 | 3.4955
402 | 0.0625 | 0.02 | 0.60355 | 2.301 | 8 | 25920 | 1.9359 | 5.44 | 1985.8435 | 3.4824 | 1163.7675 | 630.0651 | 2188.8454 | 1.1022 | 0.045935 | 3644.7929
1947 | 0.4375 | 0.049 | 1.1772 | 2.2221 | 4 | 12960 | 4.6155 | 17.9587 | 12663.5403 | 0.58137 | 1359.9774 | 98.684 | 13975.0674 | 1.1036 | 0.0006401 | 0.25622
1021 | 0.4375 | 0.049 | 0.88576 | 2.6052 | 5 | 16200 | 4.4289 | 26.2352 | 15332.2015 | 0.36557 | 855.1639 | 81.4713 | 16927.615 | 1.1041 | 0.00031637 | 0.19854
167 | 0.0625 | 0.02 | 0.69526 | 2.3519 | 8 | 25920 | 2.0058 | 5.5565 | 2028.4136 | 3.2809 | 1096.4292 | 615.2625 | 2241.5071 | 1.1051 | 0.040773 | 3722.9256
2505 | 0.15625 | 0.035 | 0.82801 | 1.8066 | 5 | 16200 | 2.4618 | 6.6331 | 3603.4861 | 3.0952 | 2585.931 | 346.0548 | 3985.2507 | 1.1059 | 0.02268 | 31.3649
1500 | 0.25 | 0.083 | 1.7488 | 2.6494 | 5 | 16200 | 4.8074 | 15.3211 | 9337.7009 | 0.58418 | 780.8877 | 133.4908 | 10331.1612 | 1.1064 | 0.00080789 | 56.4626
1534 | 0.0625 | 0.02 | 1.8513 | 2.4784 | 7 | 22680 | 2.7104 | 5.1374 | 2150.4128 | 2.83 | 945.7476 | 579.4743 | 2379.942 | 1.1067 | 0.026544 | 5155.0581
626 | 0.0625 | 0.028 | 1.1333 | 1.7553 | 6 | 19440 | 2.1237 | 3.1894 | 1575.1696 | 7.5623 | 2527.2079 | 791.0841 | 1743.3232 | 1.1068 | 0.16246 | 737920.0085
1161 | 0.5 | 0.083 | 2.1639 | 2.1729 | 3 | 9720 | 6.4226 | 15.0821 | 14157.1051 | 0.54181 | 1448.5094 | 87.9844 | 15674.5422 | 1.1072 | 0.00041697 | 0.47566
2964 | 2 | 0.065 | 0.79277 | 2.7461 | 3 | 9720 | 8.7251 | 75.5114 | 73459.3364 | 0.070142 | 750.0896 | 16.945 | 81387.5456 | 1.1079 | 6.9883e-06 | 0.00062795
459 | 0.375 | 0.083 | 1.1398 | 1.4404 | 3 | 9720 | 3.4302 | 7.5888 | 6516.2329 | 3.135 | 6285.9236 | 190.9822 | 7221.1722 | 1.1082 | 0.01396 | 1.904
1842 | 0.125 | 0.035 | 1.5844 | 2.4663 | 6 | 19440 | 3.2869 | 8.6368 | 4213.2671 | 1.4564 | 973.3816 | 295.2282 | 4671.3541 | 1.1087 | 0.0060253 | 192.519
541 | 0.6875 | 0.065 | 0.97844 | 2.5448 | 4 | 12960 | 5.5767 | 32.1764 | 23120.2778 | 0.2519 | 925.9703 | 53.7085 | 25677.7694 | 1.1106 | 0.00012017 | 0.040939
935 | 0.15625 | 0.035 | 1.6783 | 2.767 | 6 | 19440 | 3.8739 | 12.0402 | 5937.0093 | 0.8576 | 716.4902 | 209.1193 | 6594.8718 | 1.1108 | 0.0020894 | 35.8861
2793 | 0.0625 | 0.02 | 2.6193 | 2.3076 | 6 | 19440 | 2.9729 | 4.1364 | 1963.1689 | 3.5048 | 1171.2513 | 631.6697 | 2183.2855 | 1.1121 | 0.034896 | 6405.6466
1400 | 1.375 | 0.065 | 2.6941 | 2.609 | 2 | 6480 | 12.7668 | 32.9829 | 47210.4996 | 0.11844 | 870.7893 | 26.2615 | 52514.7919 | 1.1124 | 1.3284e-05 | 0.0067223
2407 | 0.0625 | 0.028 | 0.69087 | 2.2225 | 8 | 25920 | 2.0024 | 5.2606 | 2026.3748 | 3.6319 | 1213.7041 | 611.7978 | 2254.2011 | 1.1124 | 0.049962 | 533979.1047
1704 | 0.125 | 0.035 | 1.4651 | 2.4167 | 6 | 19440 | 3.1506 | 8.4668 | 4088.7237 | 1.5532 | 1038.1269 | 303.1084 | 4549.9072 | 1.1128 | 0.0068535 | 186.8282
1901 | 1 | 0.12 | 1.4419 | 2.5958 | 3 | 9720 | 8.0682 | 35.7843 | 34328.6927 | 0.16423 | 878.1364 | 36.0228 | 38284.4621 | 1.1152 | 3.8311e-05 | 0.021512
1171 | 1 | 0.035 | 0.95425 | 2.0983 | 3 | 9720 | 5.8388 | 28.9603 | 26180.3402 | 0.3129 | 1673.0405 | 47.2092 | 29212.8525 | 1.1158 | 0.00013906 | 0.0073168
747 | 2 | 0.12 | 1.5204 | 2.3023 | 2 | 6480 | 10.7443 | 42.284 | 58813.4641 | 0.11747 | 1256.1844 | 21.0147 | 65626.3692 | 1.1158 | 1.3067e-05 | 0.0014416
448 | 2.25 | 0.065 | 0.82698 | 1.7311 | 2 | 6480 | 7.1474 | 35.7964 | 46444.9339 | 0.26495 | 3187.4925 | 26.593 | 51860.0621 | 1.1166 | 6.6473e-05 | 0.0004807
575 | 1.25 | 0.049 | 2.438 | 2.3189 | 2 | 6480 | 10.765 | 26.6846 | 36821.2822 | 0.18527 | 1238.2711 | 33.489 | 41181.157 | 1.1184 | 3.2503e-05 | 0.0078675
1195 | 0.21875 | 0.035 | 2.5225 | 2.3184 | 4 | 12960 | 4.8398 | 9.4546 | 6570.9261 | 1.0386 | 1214.7631 | 187.6287 | 7350.2373 | 1.1186 | 0.0020428 | 7.2152
1869 | 2 | 0.12 | 1.4477 | 2.2407 | 2 | 6480 | 10.3012 | 41.1578 | 56653.9631 | 0.128 | 1368.7949 | 21.7551 | 63392.8076 | 1.1189 | 1.5514e-05 | 0.0013887
1561 | 1.75 | 0.065 | 1.7914 | 2.366 | 2 | 6480 | 11.0312 | 38.0408 | 52685.2785 | 0.12501 | 1169.7666 | 23.3739 | 59002.4187 | 1.1199 | 1.4799e-05 | 0.0020561
2108 | 0.25 | 0.049 | 2.6724 | 1.7363 | 3 | 9720 | 4.5305 | 6.1338 | 5349.5904 | 2.2841 | 3053.2342 | 230.1728 | 5991.652 | 1.12 | 0.0074104 | 8.3807
1342 | 0.4375 | 0.049 | 2.9999 | 2.4856 | 3 | 9720 | 7.4766 | 15.0953 | 14072.8383 | 0.43035 | 1006.7084 | 87.2793 | 15801.171 | 1.1228 | 0.00026306 | 0.5062
1589 | 0.09375 | 0.02 | 2.0231 | 2.5112 | 6 | 19440 | 3.2103 | 6.6383 | 3107.4411 | 1.9158 | 960.3649 | 395.1008 | 3490.5401 | 1.1233 | 0.010427 | 207.555
1194 | 2.375 | 0.065 | 1.7242 | 2.8419 | 2 | 6480 | 13.9577 | 61.8975 | 88437.0845 | 0.055233 | 701.4009 | 13.8606 | 99498.9552 | 1.1251 | 2.8888e-06 | 0.00068955
266 | 0.4375 | 0.049 | 0.6401 | 2.3566 | 5 | 16200 | 3.6099 | 23.7486 | 13149.5821 | 0.50437 | 1179.8539 | 93.1864 | 14799.5338 | 1.1255 | 0.00060222 | 0.17028
1445 | 0.375 | 0.02 | 1.9819 | 2.7451 | 4 | 12960 | 6.0066 | 19.0062 | 13396.8513 | 0.38483 | 771.6152 | 91.3593 | 15095.514 | 1.1268 | 0.00028047 | 0.33357
1270 | 1.25 | 0.065 | 0.77736 | 2.1421 | 3 | 9720 | 5.9186 | 36.9055 | 33089.9846 | 0.23808 | 1591.2186 | 36.975 | 37298.5897 | 1.1272 | 8.0509e-05 | 0.0035171
2162 | 0.125 | 0.035 | 0.74684 | 2.8313 | 8 | 25920 | 2.6142 | 13.1248 | 4798.0696 | 1.0239 | 684.3569 | 254.5045 | 5418.8244 | 1.1294 | 0.0039712 | 123.3229
1823 | 0.6875 | 0.065 | 2.5695 | 2.9963 | 3 | 9720 | 9.5526 | 28.4346 | 27331.0833 | 0.1649 | 606.1616 | 44.6782 | 30867.7536 | 1.1294 | 3.8622e-05 | 0.086036
2239 | 1.375 | 0.065 | 1.8441 | 2.0953 | 2 | 6480 | 9.2047 | 26.5244 | 35275.7424 | 0.23285 | 1711.9478 | 34.5997 | 39859.1464 | 1.1299 | 5.1344e-05 | 0.0050229
2994 | 0.4375 | 0.049 | 2.3599 | 2.1993 | 3 | 9720 | 6.1964 | 13.3775 | 12025.7392 | 0.62382 | 1459.2815 | 101.4822 | 13589.7231 | 1.1301 | 0.00055275 | 0.43256
917 | 0.3125 | 0.049 | 0.65596 | 1.657 | 4 | 12960 | 2.7256 | 9.6499 | 6167.2661 | 2.2204 | 3710.0438 | 197.8146 | 6971.7578 | 1.1304 | 0.0093369 | 1.0963
451 | 0.1875 | 0.035 | 1.154 | 2.6638 | 6 | 19440 | 3.4545 | 13.8813 | 6549.556 | 0.82563 | 827.7349 | 186.1425 | 7408.9204 | 1.1312 | 0.0019365 | 9.578
334 | 0.25 | 0.083 | 1.1574 | 2.3 | 5 | 16200 | 3.6809 | 13.3245 | 7622.0715 | 0.90799 | 1213.7431 | 159.7402 | 8633.4879 | 1.1327 | 0.0019518 | 46.0886
591 | 0.625 | 0.02 | 1.2552 | 1.9534 | 3 | 9720 | 5.0628 | 16.9251 | 14590.033 | 0.64683 | 2161.5935 | 83.2863 | 16558.7336 | 1.1349 | 0.00059428 | 0.04167
2069 | 0.15625 | 0.035 | 1.074 | 2.9314 | 7 | 22680 | 3.2662 | 14.8387 | 6116.7602 | 0.76157 | 636.2617 | 198.5915 | 6944.4812 | 1.1353 | 0.0019223 | 27.1636
369 | 0.125 | 0.035 | 2.5328 | 1.3314 | 3 | 9720 | 2.9235 | 2.4627 | 1940.5815 | 13.9901 | 9350.536 | 625.6893 | 2204.1536 | 1.1358 | 0.27801 | 354.688
2468 | 0.15625 | 0.049 | 0.71537 | 2.5577 | 7 | 22680 | 2.6684 | 12.9703 | 5320.1678 | 1.0856 | 906.9883 | 228.1046 | 6045.9776 | 1.1364 | 0.0039061 | 113.5647
2968 | 0.625 | 0.049 | 0.73855 | 2.2198 | 4 | 12960 | 4.2899 | 25.5526 | 17099.0804 | 0.43135 | 1441.4933 | 70.9411 | 19440.2939 | 1.1369 | 0.00035238 | 0.041711
1443 | 0.6875 | 0.065 | 2.3119 | 2.8392 | 3 | 9720 | 8.7428 | 26.953 | 25296.148 | 0.19338 | 710.87 | 47.9347 | 28770.7061 | 1.1374 | 5.3118e-05 | 0.07963
320 | 0.15625 | 0.035 | 1.1575 | 1.5989 | 4 | 12960 | 2.5785 | 4.749 | 2971.6399 | 5.055 | 4223.2354 | 407.0336 | 3388.2099 | 1.1402 | 0.048394 | 40.4145
1428 | 0.375 | 0.083 | 0.63862 | 1.7232 | 4 | 12960 | 2.9359 | 11.9978 | 7785.0211 | 1.598 | 3204.1029 | 155.2133 | 8885.2899 | 1.1413 | 0.0048361 | 1.2795
2042 | 0.28125 | 0.028 | 2.9049 | 1.9868 | 3 | 9720 | 5.2113 | 7.8443 | 6718.1809 | 1.3571 | 2040.8705 | 179.7975 | 7670.3819 | 1.1417 | 0.0026161 | 1.9399
2047 | 0.1875 | 0.02 | 1.4074 | 1.817 | 4 | 12960 | 3.0846 | 6.4106 | 4028.4291 | 2.7335 | 2740.4611 | 299.7992 | 4600.129 | 1.1419 | 0.014151 | 5.3378
2413 | 2.125 | 0.065 | 0.71768 | 2.8082 | 3 | 9720 | 8.4487 | 82.0306 | 75903.6363 | 0.065551 | 744.8035 | 15.9012 | 86730.4233 | 1.1426 | 6.1034e-06 | 0.00047142
2243 | 0.09375 | 0.02 | 2.8774 | 2.9252 | 6 | 19440 | 3.9427 | 7.7028 | 3609.3471 | 1.2948 | 649.0482 | 334.2564 | 4125.9202 | 1.1431 | 0.0047626 | 241.0787
1177 | 0.09375 | 0.02 | 1.351 | 1.8841 | 5 | 16200 | 2.4411 | 4.2179 | 2150.2357 | 4.7325 | 2372.298 | 560.56 | 2460.2456 | 1.1442 | 0.053021 | 206.8135
1856 | 0.25 | 0.065 | 1.5033 | 1.9948 | 4 | 12960 | 3.7671 | 9.3004 | 6202.6901 | 1.458 | 1948.9741 | 194.1331 | 7103.9669 | 1.1453 | 0.004026 | 14.0706
1982 | 0.4375 | 0.049 | 1.7534 | 2.8408 | 4 | 12960 | 6.1523 | 22.9096 | 15940.2624 | 0.30661 | 717.2479 | 75.5165 | 18262.4443 | 1.1457 | 0.00017804 | 0.32252
2489 | 2.125 | 0.065 | 1.459 | 2.4298 | 2 | 6480 | 10.9261 | 47.3935 | 63430.7466 | 0.099203 | 1127.1617 | 18.9671 | 72711.0828 | 1.1463 | 9.319e-06 | 0.00088639
2157 | 0.6875 | 0.065 | 1.7408 | 1.4235 | 2 | 6480 | 5.1238 | 9.1289 | 10801.5302 | 1.9667 | 7229.7487 | 111.2191 | 12399.9801 | 1.148 | 0.0036628 | 0.076505
230 | 0.4375 | 0.049 | 0.63471 | 2.4195 | 5 | 16200 | 3.592 | 24.3781 | 13101.6423 | 0.48376 | 1131.6624 | 91.61 | 15054.2037 | 1.149 | 0.00055403 | 0.16965
70 | 0.09375 | 0.02 | 2.8775 | 2.3554 | 5 | 16200 | 3.5316 | 5.2279 | 2773.0248 | 2.3938 | 1199.9282 | 432.7722 | 3186.6998 | 1.1492 | 0.013565 | 266.7144
2240 | 0.625 | 0.083 | 0.97362 | 2.5398 | 4 | 12960 | 5.1855 | 29.2095 | 19826.9368 | 0.29471 | 984.8573 | 60.4183 | 22826.1296 | 1.1513 | 0.00016449 | 0.084047
2104 | 0.4375 | 0.049 | 1.9937 | 2.0708 | 3 | 9720 | 5.464 | 12.6066 | 10854.4595 | 0.77405 | 1810.7194 | 110.3304 | 12499.8709 | 1.1516 | 0.00085104 | 0.39043
64 | 0.3125 | 0.049 | 1.1259 | 2.0061 | 4 | 12960 | 3.6208 | 11.6449 | 7530.6028 | 1.1875 | 1984.1823 | 158.9608 | 8675.8178 | 1.1521 | 0.0026706 | 1.3387
1770 | 0.3125 | 0.028 | 0.60281 | 2.6524 | 6 | 19440 | 3.1985 | 22.9177 | 10331.208 | 0.52703 | 880.6174 | 115.7158 | 11918.127 | 1.1536 | 0.00078906 | 0.39918
1783 | 0.09375 | 0.02 | 1.044 | 1.452 | 4 | 12960 | 2.0726 | 2.6694 | 1551.8551 | 12.8271 | 6429.8839 | 770.2911 | 1790.3818 | 1.1537 | 0.31161 | 233.219
432 | 0.15625 | 0.035 | 1.1099 | 2.5342 | 6 | 19440 | 3.0617 | 11.042 | 5009.3846 | 1.1707 | 978.067 | 238.5447 | 5781.3695 | 1.1541 | 0.0038934 | 30.2791
942 | 0.625 | 0.028 | 1.5685 | 2.2277 | 3 | 9720 | 5.9579 | 19.2766 | 16634.7982 | 0.44056 | 1472.2716 | 71.7702 | 19215.6981 | 1.1552 | 0.00027569 | 0.053084
1376 | 0.1875 | 0.02 | 0.94651 | 2.1156 | 5 | 16200 | 2.8283 | 9.248 | 4742.7698 | 1.7004 | 1704.7708 | 251.7257 | 5478.6435 | 1.1552 | 0.0068451 | 4.022
192 | 0.3125 | 0.083 | 0.88932 | 2.9931 | 6 | 19440 | 4.0172 | 25.8381 | 12201.5097 | 0.36997 | 618.1834 | 97.5846 | 14132.5157 | 1.1583 | 0.00038884 | 4.4303
1356 | 0.3125 | 0.016 | 1.3781 | 2.2237 | 4 | 12960 | 4.1013 | 12.8885 | 8262.3405 | 0.88985 | 1486.8626 | 144.0155 | 9576.159 | 1.159 | 0.0014996 | 0.50225
1082 | 0.09375 | 0.02 | 1.3761 | 2.8045 | 7 | 22680 | 2.8523 | 8.5944 | 3339.0714 | 1.4932 | 748.5178 | 355.5825 | 3878.4673 | 1.1615 | 0.00739 | 163.856
2862 | 0.09375 | 0.02 | 1.6368 | 2.0115 | 5 | 16200 | 2.6453 | 4.4909 | 2266.862 | 3.9239 | 1966.9366 | 523.7272 | 2633.2702 | 1.1616 | 0.036449 | 218.0308
1541 | 0.28125 | 0.028 | 0.9973 | 1.8958 | 4 | 12960 | 3.1859 | 9.9313 | 6181.391 | 1.6247 | 2443.3016 | 192.0507 | 7180.996 | 1.1617 | 0.0049993 | 1.004
2857 | 0.4375 | 0.049 | 2.0694 | 2.1357 | 3 | 9720 | 5.6154 | 12.9959 | 11096.6443 | 0.7139 | 1670.0092 | 106.9649 | 12893.1575 | 1.1619 | 0.00072391 | 0.39914
1072 | 1.375 | 0.049 | 0.76095 | 2.3268 | 3 | 9720 | 6.2597 | 44.0621 | 38113.0964 | 0.17792 | 1308.063 | 31.1395 | 44288.2689 | 1.162 | 4.4963e-05 | 0.0021791
2495 | 0.875 | 0.12 | 2.917 | 2.1583 | 2 | 6480 | 9.2555 | 17.4486 | 22556.6601 | 0.34435 | 1611.0625 | 52.59 | 26223.902 | 1.1626 | 0.00011228 | 0.074581
1229 | 0.125 | 0.02 | 0.88538 | 2.2978 | 6 | 19440 | 2.488 | 8.0591 | 3483.2347 | 1.9903 | 1330.2439 | 340.5317 | 4049.8882 | 1.1627 | 0.011253 | 27.9005
2106 | 0.1875 | 0.028 | 1.7887 | 2.0003 | 4 | 12960 | 3.5205 | 7.0389 | 4426.6576 | 2.0319 | 2037.0867 | 267.8072 | 5149.6567 | 1.1633 | 0.0078191 | 9.2847
1314 | 0.0625 | 0.02 | 1.8244 | 2.2331 | 6 | 19440 | 2.5187 | 4.0087 | 1755.6352 | 4.1558 | 1388.7825 | 675.1819 | 2042.5834 | 1.1634 | 0.049062 | 5728.4827
712 | 0.0625 | 0.028 | 2.2643 | 2.2061 | 6 | 19440 | 2.7701 | 3.9623 | 1870.4853 | 3.9881 | 1332.7543 | 633.5465 | 2176.8176 | 1.1638 | 0.045183 | 876266.5929
879 | 2.5 | 0.065 | 2.4554 | 1.3985 | 1 | 3240 | 10.8311 | 16.1651 | 37022.6298 | 0.60979 | 8151.2342 | 31.9795 | 43124.9692 | 1.1648 | 0.00017606 | 0.00088319
2756 | 0.15625 | 0.049 | 2.8953 | 2.1736 | 4 | 12960 | 4.2338 | 6.391 | 4232.0563 | 1.8115 | 1513.422 | 279.504 | 4934.1519 | 1.1659 | 0.0062147 | 276.6595
656 | 0.0625 | 0.02 | 2.6923 | 2.4976 | 6 | 19440 | 3.0147 | 4.4622 | 1982.2469 | 3.0307 | 1012.8034 | 595.8907 | 2314.3763 | 1.1676 | 0.026093 | 6467.8966
1180 | 0.21875 | 0.035 | 1.7077 | 2.092 | 4 | 12960 | 3.7532 | 8.5492 | 5412.5279 | 1.5222 | 1780.3991 | 217.9381 | 6328.0132 | 1.1691 | 0.0043881 | 5.9432
2608 | 0.09375 | 0.02 | 2.4971 | 2.2991 | 5 | 16200 | 3.2599 | 5.1074 | 2617.8328 | 2.6454 | 1326.0964 | 450.3814 | 3062.1051 | 1.1697 | 0.016568 | 251.7878
1648 | 0.0625 | 0.02 | 1.206 | 2.0682 | 6 | 19440 | 2.1653 | 3.726 | 1594.1665 | 5.2832 | 1765.5495 | 739.1894 | 1865.713 | 1.1703 | 0.079293 | 5201.6243
2736 | 0.09375 | 0.02 | 0.68692 | 1.7306 | 5 | 16200 | 1.9667 | 3.8889 | 1879.3245 | 6.5526 | 3284.6326 | 626.986 | 2199.595 | 1.1704 | 0.10164 | 180.7568
2693 | 1.375 | 0.065 | 2.2419 | 2.4903 | 2 | 6480 | 10.8719 | 31.4904 | 40861.733 | 0.14774 | 1086.2241 | 28.8272 | 47840.8037 | 1.1708 | 2.067e-05 | 0.0058183
1592 | 0.0625 | 0.028 | 2.803 | 1.4535 | 4 | 12960 | 2.544 | 1.8414 | 1178.1231 | 16.8394 | 5627.4325 | 999.8148 | 1379.3707 | 1.1708 | 0.53704 | 1241809.9904
1436 | 0.0625 | 0.02 | 1.4687 | 2.1482 | 6 | 19440 | 2.3154 | 3.8631 | 1662.7439 | 4.7125 | 1574.8444 | 708.3323 | 1946.9892 | 1.1709 | 0.063088 | 5425.3866
948 | 0.625 | 0.028 | 1.2423 | 2.9756 | 4 | 12960 | 6.2092 | 34.1913 | 22945.2054 | 0.19847 | 663.2679 | 51.3272 | 26869.1038 | 1.171 | 7.4604e-05 | 0.041187
1244 | 0.125 | 0.028 | 1.877 | 2.8748 | 6 | 19440 | 3.6214 | 10.0377 | 4518.9153 | 1.062 | 709.7779 | 260.3383 | 5297.3956 | 1.1723 | 0.0032038 | 83.3572
2036 | 0.0625 | 0.02 | 2.748 | 2.5288 | 6 | 19440 | 3.0465 | 4.5157 | 1996.7728 | 2.9472 | 984.9141 | 589.164 | 2340.8002 | 1.1723 | 0.024676 | 6515.2933
2985 | 0.21875 | 0.035 | 0.84638 | 1.6887 | 4 | 12960 | 2.6046 | 6.9357 | 4188.1362 | 3.1191 | 3648.2676 | 280.8917 | 4909.775 | 1.1723 | 0.018426 | 4.5988
1257 | 0.21875 | 0.035 | 2.691 | 2.5572 | 4 | 12960 | 5.0644 | 10.4102 | 6810.3547 | 0.84835 | 992.2601 | 172.6872 | 7986.2053 | 1.1727 | 0.001363 | 7.4781
906 | 0.25 | 0.083 | 0.7357 | 2.5795 | 6 | 19440 | 3.1578 | 17.8703 | 8190.5894 | 0.69544 | 929.6184 | 143.5119 | 9609.7592 | 1.1733 | 0.0013739 | 34.3933
1985 | 0.0625 | 0.02 | 1.5091 | 2.9861 | 8 | 25920 | 2.6259 | 7.0062 | 2406.1978 | 1.8826 | 629.1453 | 487.9331 | 2826.4432 | 1.1747 | 0.013425 | 4416.3061
993 | 0.1875 | 0.049 | 0.80839 | 2.9759 | 7 | 22680 | 3.093 | 18.0374 | 7063.0751 | 0.64469 | 646.3294 | 165.9201 | 8311.9258 | 1.1768 | 0.0013775 | 22.5435
229 | 0.125 | 0.028 | 0.83227 | 2.6982 | 7 | 22680 | 2.5858 | 10.9741 | 4168.0796 | 1.2711 | 849.5558 | 281.1242 | 4905.7149 | 1.177 | 0.0053548 | 56.4874
1963 | 0.1875 | 0.049 | 1.081 | 1.6928 | 4 | 12960 | 2.7116 | 5.9847 | 3687.5851 | 3.5216 | 3530.5348 | 317.7158 | 4340.72 | 1.1771 | 0.023487 | 36.0451
744 | 0.15625 | 0.035 | 1.2426 | 2.7115 | 6 | 19440 | 3.2513 | 11.8022 | 5225.9415 | 1.0059 | 840.3871 | 223.8705 | 6160.3251 | 1.1788 | 0.0028744 | 31.5881
765 | 0.375 | 0.028 | 1.4872 | 1.7604 | 3 | 9720 | 4.0259 | 9.2347 | 7332.738 | 1.6135 | 3235.2837 | 159.4462 | 8649.4103 | 1.1796 | 0.003698 | 0.39477
2678 | 2.25 | 0.065 | 2.4474 | 1.331 | 1 | 3240 | 9.8681 | 13.8718 | 30680.6998 | 0.88598 | 10658.8766 | 38.0967 | 36200.3444 | 1.1799 | 0.00037166 | 0.0012702
250 | 2 | 0.12 | 0.74142 | 2.8899 | 3 | 9720 | 8.2555 | 79.4569 | 70027.0368 | 0.067981 | 726.9742 | 16.6826 | 82667.8727 | 1.1805 | 6.5642e-06 | 0.00076289
2656 | 0.125 | 0.028 | 1.5894 | 2.75 | 6 | 19440 | 3.2927 | 9.6096 | 4218.5248 | 1.2187 | 814.5661 | 276.1618 | 4993.8659 | 1.1838 | 0.0042196 | 77.8161
387 | 0.15625 | 0.035 | 1.9618 | 2.5759 | 5 | 16200 | 3.8118 | 9.3808 | 4888.3863 | 1.1679 | 975.719 | 238.3074 | 5787.1263 | 1.1839 | 0.003229 | 42.5488
2328 | 0.5 | 0.02 | 1.6392 | 2.1098 | 3 | 9720 | 5.2233 | 14.6491 | 11965.3049 | 0.67752 | 1811.3277 | 97.3093 | 14172.4967 | 1.1845 | 0.00065202 | 0.11174
2699 | 2 | 0.12 | 1.3198 | 2.2919 | 2 | 6480 | 9.5216 | 42.0945 | 52854.7342 | 0.13176 | 1409.0161 | 22.0084 | 62663.1602 | 1.1856 | 1.6439e-05 | 0.0012956
135 | 0.1875 | 0.049 | 1.9775 | 1.4684 | 3 | 9720 | 3.1712 | 3.9564 | 3080.671 | 6.2349 | 6250.7933 | 377.3983 | 3654.2694 | 1.1862 | 0.055217 | 53.5337
1498 | 0.375 | 0.01 | 1.9488 | 2.9479 | 4 | 12960 | 5.9309 | 20.3964 | 13258.5247 | 0.34837 | 698.5265 | 87.6293 | 15738.0659 | 1.187 | 0.00022985 | 0.26179
991 | 0.875 | 0.12 | 1.36 | 2.5424 | 3 | 9720 | 6.9167 | 30.6929 | 26355.1263 | 0.22132 | 1035.4802 | 44.0468 | 31310.1919 | 1.188 | 6.9578e-05 | 0.038729
1987 | 0.125 | 0.02 | 1.8346 | 2.3615 | 5 | 16200 | 3.2235 | 6.928 | 3462.7228 | 1.9084 | 1275.4941 | 334.8605 | 4118.4775 | 1.1894 | 0.0086216 | 39.9402
1291 | 2.375 | 0.065 | 0.70437 | 1.7707 | 2 | 6480 | 6.5749 | 38.6334 | 45712.1908 | 0.25539 | 3243.1848 | 25.3482 | 54406.7803 | 1.1902 | 6.1763e-05 | 0.00035642
2141 | 0.375 | 0.065 | 0.83627 | 2.6436 | 5 | 16200 | 3.8656 | 22.8424 | 11855.158 | 0.46173 | 925.8214 | 97.7201 | 14112.9144 | 1.1904 | 0.00050471 | 0.66037
2419 | 0.21875 | 0.035 | 0.6578 | 2.0699 | 5 | 16200 | 2.5725 | 10.5308 | 5192.2923 | 1.6196 | 1894.2963 | 223.0927 | 6181.8024 | 1.1906 | 0.0062094 | 3.6489
2324 | 0.75 | 0.083 | 1.7204 | 2.6812 | 3 | 9720 | 7.3754 | 27.762 | 23847.3053 | 0.2244 | 899.8986 | 48.5725 | 28392.9026 | 1.1906 | 7.1527e-05 | 0.057148
271 | 0.4375 | 0.049 | 0.64462 | 2.5672 | 5 | 16200 | 3.625 | 25.8548 | 13189.7392 | 0.43526 | 1018.2003 | 87.6934 | 15726.5511 | 1.1923 | 0.0004485 | 0.1708
2530 | 0.21875 | 0.035 | 1.8413 | 1.5625 | 3 | 9720 | 3.3175 | 4.8681 | 3711.0601 | 4.3101 | 5041.2673 | 311.0244 | 4434.1064 | 1.1948 | 0.026387 | 7.2443
2110 | 0.5 | 0.028 | 2.261 | 2.5188 | 3 | 9720 | 6.6446 | 17.454 | 14562.8133 | 0.40677 | 1087.4831 | 79.2549 | 17401.0114 | 1.1949 | 0.00023502 | 0.15668
1798 | 0.4375 | 0.049 | 1.2316 | 2.5399 | 4 | 12960 | 4.7607 | 20.502 | 12973.2294 | 0.45035 | 1053.4964 | 88.9445 | 15505.3392 | 1.1952 | 0.00038411 | 0.26249
1743 | 0.0625 | 0.02 | 1.2133 | 2.9184 | 8 | 25920 | 2.4006 | 6.8514 | 2268.8992 | 2.067 | 690.7674 | 507.9729 | 2714.9388 | 1.1966 | 0.016184 | 4164.3099
2572 | 1.375 | 0.065 | 1.779 | 2.2183 | 2 | 6480 | 8.932 | 28.071 | 34362.073 | 0.21491 | 1580.0188 | 33.5362 | 41123.2038 | 1.1968 | 4.3735e-05 | 0.0048928
425 | 0.09375 | 0.02 | 1.6343 | 2.1008 | 5 | 16200 | 2.6435 | 4.6824 | 2265.8292 | 3.607 | 1808.1113 | 507.5683 | 2717.1028 | 1.1992 | 0.030801 | 217.9315
2192 | 0.3125 | 0.016 | 1.1117 | 2.835 | 5 | 16200 | 4.1233 | 20.4325 | 10369.8268 | 0.47281 | 790.0328 | 110.7759 | 12449.5999 | 1.2006 | 0.00052923 | 0.40343
1431 | 0.625 | 0.049 | 1.763 | 2.4946 | 3 | 9720 | 6.5137 | 21.5653 | 17904.4558 | 0.3362 | 1123.5317 | 64.1391 | 21501.9273 | 1.2009 | 0.00016055 | 0.077645
2811 | 1 | 0.12 | 1.1371 | 2.5271 | 3 | 9720 | 6.675 | 34.842 | 29236.6945 | 0.20151 | 1077.46 | 39.2468 | 35139.5148 | 1.2019 | 5.7677e-05 | 0.018321
687 | 0.25 | 0.065 | 0.74979 | 1.7061 | 4 | 12960 | 2.6187 | 7.9802 | 4803.5414 | 2.6527 | 3545.8986 | 238.6966 | 5777.6914 | 1.2028 | 0.013326 | 10.8967
388 | 0.125 | 0.035 | 1.7138 | 2.2902 | 5 | 16200 | 3.1084 | 6.7244 | 3375.09 | 2.066 | 1380.8777 | 339.5679 | 4061.3828 | 1.2033 | 0.010105 | 222.0764
983 | 1.25 | 0.065 | 1.7884 | 2.1256 | 2 | 6480 | 8.29 | 24.476 | 29282.7356 | 0.27295 | 1824.3358 | 38.9829 | 35377.4691 | 1.2081 | 7.0551e-05 | 0.0070031
2335 | 0.375 | 0.01 | 1.1948 | 2.406 | 4 | 12960 | 4.2073 | 16.6804 | 10108.4675 | 0.63303 | 1269.2876 | 112.8807 | 12217.4591 | 1.2086 | 0.00075893 | 0.19959
2189 | 2.25 | 0.065 | 0.78746 | 1.8658 | 2 | 6480 | 6.8764 | 38.566 | 44959.1023 | 0.23115 | 2780.8263 | 25.3568 | 54388.4366 | 1.2097 | 5.0594e-05 | 0.00046532
2359 | 0.625 | 0.065 | 2.2669 | 2.9046 | 3 | 9720 | 7.9538 | 25.08 | 21194.0396 | 0.22288 | 744.8323 | 53.772 | 25647.4466 | 1.2101 | 7.056e-05 | 0.11808
1098 | 2.125 | 0.065 | 1.084 | 2.1813 | 2 | 6480 | 8.4973 | 42.564 | 50854.5149 | 0.14977 | 1701.7216 | 22.3726 | 61642.9254 | 1.2121 | 2.1241e-05 | 0.00071065
1932 | 0.15625 | 0.035 | 2.53 | 2.98 | 5 | 16200 | 4.4883 | 10.8241 | 5532.3215 | 0.82136 | 686.2119 | 205.2464 | 6719.315 | 1.2146 | 0.0015971 | 48.1536
288 | 0.15625 | 0.035 | 1.6929 | 1.9257 | 4 | 12960 | 3.0885 | 5.6827 | 3359.9405 | 2.8927 | 2416.6992 | 337.9173 | 4081.2211 | 1.2147 | 0.015847 | 45.6955
912 | 1.25 | 0.035 | 2.5471 | 2.69 | 2 | 6480 | 11.1804 | 30.9268 | 38086.7753 | 0.13978 | 934.22 | 29.8098 | 46263.88 | 1.2147 | 1.8501e-05 | 0.0073925
186 | 0.28125 | 0.028 | 2.0716 | 2.717 | 4 | 12960 | 5.0277 | 14.1548 | 8705.8625 | 0.60189 | 905.1418 | 129.9726 | 10610.8156 | 1.2188 | 0.00068611 | 1.414
548 | 0.4375 | 0.049 | 1.9489 | 2.2166 | 3 | 9720 | 5.3743 | 13.4814 | 10711.0112 | 0.69042 | 1615.0902 | 105.5905 | 13060.9817 | 1.2194 | 0.00067708 | 0.38527
2386 | 0.28125 | 0.028 | 0.92103 | 1.982 | 4 | 12960 | 3.0551 | 10.3744 | 6002.1719 | 1.5265 | 2295.5197 | 187.7595 | 7345.1139 | 1.2237 | 0.0044129 | 0.97489
1727 | 0.3125 | 0.065 | 1.2121 | 2.2219 | 4 | 12960 | 3.7851 | 12.8782 | 7780.867 | 0.94631 | 1581.1973 | 144.8258 | 9522.5767 | 1.2238 | 0.001696 | 2.6395
2494 | 0.21875 | 0.035 | 0.60776 | 1.6602 | 4 | 12960 | 2.2865 | 6.8218 | 3848.923 | 3.5404 | 4140.9868 | 292.6093 | 4713.1633 | 1.2245 | 0.023739 | 4.2263
2980 | 0.09375 | 0.02 | 0.80312 | 2.6726 | 7 | 22680 | 2.2792 | 8.1988 | 2880.9116 | 1.8671 | 935.9425 | 390.8854 | 3528.1828 | 1.2247 | 0.011554 | 141.373
1231 | 0.28125 | 0.028 | 0.62898 | 1.7871 | 4 | 12960 | 2.5544 | 9.3718 | 5315.859 | 2.1503 | 3233.7428 | 211.8366 | 6510.2772 | 1.2247 | 0.0087573 | 0.86342
49 | 0.28125 | 0.028 | 1.2818 | 2.9583 | 5 | 16200 | 4.2231 | 19.2003 | 9503.8503 | 0.4834 | 726.9549 | 118.2781 | 11659.9338 | 1.2269 | 0.0005532 | 0.98793
2910 | 0.5 | 0.02 | 0.8151 | 1.6581 | 3 | 9720 | 3.3393 | 11.5511 | 8522.2949 | 1.6042 | 4288.8691 | 131.8916 | 10456.4326 | 1.227 | 0.0036555 | 0.079585
1588 | 0.1875 | 0.02 | 1.874 | 2.2069 | 4 | 12960 | 3.618 | 7.7473 | 4515.778 | 1.6508 | 1655.0582 | 248.8702 | 5541.505 | 1.2271 | 0.0051614 | 5.9836
995 | 0.21875 | 0.035 | 0.90508 | 1.8234 | 4 | 12960 | 2.6829 | 7.4746 | 4271.5773 | 2.5579 | 2991.8621 | 262.8412 | 5246.9516 | 1.2283 | 0.012392 | 4.6904
2340 | 0.4375 | 0.049 | 2.9053 | 2.7846 | 3 | 9720 | 7.2873 | 16.8897 | 13770.1942 | 0.36611 | 856.4454 | 81.5234 | 16916.8025 | 1.2285 | 0.00019039 | 0.49531
643 | 0.15625 | 0.035 | 2.2773 | 2.173 | 4 | 12960 | 3.6451 | 6.3892 | 3783.7967 | 2.0272 | 1693.6073 | 296.6196 | 4649.4407 | 1.2288 | 0.0077827 | 51.4599
1096 | 0.0625 | 0.028 | 1.1952 | 2.862 | 8 | 25920 | 2.3867 | 6.7225 | 2260.4738 | 2.1376 | 714.3494 | 496.4924 | 2777.7168 | 1.2288 | 0.017307 | 595667.594
534 | 1 | 0.065 | 2.2901 | 2.2068 | 2 | 6480 | 8.4563 | 20.3587 | 23831.6008 | 0.31284 | 1672.7324 | 47.0654 | 29302.1138 | 1.2295 | 9.2676e-05 | 0.019567
58 | 0.0625 | 0.028 | 1.7231 | 2.225 | 6 | 19440 | 2.4607 | 3.9948 | 1729.1597 | 4.2473 | 1419.3762 | 648.3943 | 2126.97 | 1.2301 | 0.051247 | 810059.7916
1744 | 0.6875 | 0.065 | 2.682 | 1.9314 | 2 | 6480 | 7.0962 | 12.3214 | 14105.7191 | 0.68484 | 2517.4851 | 79.4653 | 17354.9454 | 1.2303 | 0.00044412 | 0.099908
2244 | 2.125 | 0.065 | 1.3849 | 2.6028 | 2 | 6480 | 10.4461 | 50.7559 | 60945.0828 | 0.092102 | 1046.4818 | 18.3903 | 74991.6296 | 1.2305 | 8.0326e-06 | 0.00085166
757 | 0.75 | 0.065 | 2.2382 | 1.8348 | 2 | 6480 | 6.5926 | 12.7633 | 14467.6418 | 0.74491 | 2987.2253 | 77.4451 | 17807.6394 | 1.2309 | 0.00052544 | 0.061408
1128 | 0.28125 | 0.028 | 0.95987 | 2.0269 | 4 | 12960 | 3.1217 | 10.6056 | 6093.4272 | 1.4378 | 2162.1482 | 183.6854 | 7508.0285 | 1.2322 | 0.003915 | 0.98971
350 | 0.125 | 0.02 | 2.9644 | 2.2457 | 4 | 12960 | 3.7349 | 5.3136 | 3081.7265 | 2.3437 | 1566.4496 | 363.1233 | 3797.9254 | 1.2324 | 0.010403 | 55.5401
2925 | 0.3125 | 0.065 | 0.72552 | 2.4581 | 5 | 16200 | 3.2036 | 17.7397 | 8619.0882 | 0.71592 | 1196.2385 | 129.7628 | 10627.9681 | 1.2331 | 0.0012134 | 1.8713
102 | 0.625 | 0.028 | 1.4164 | 2.3182 | 3 | 9720 | 5.5233 | 20.0524 | 15641.9383 | 0.43636 | 1458.2276 | 71.4977 | 19288.9362 | 1.2332 | 0.00027045 | 0.049916
2327 | 0.4375 | 0.049 | 1.1698 | 2.6016 | 4 | 12960 | 4.5958 | 20.9953 | 12621.6813 | 0.44507 | 1041.1493 | 88.5104 | 15581.3926 | 1.2345 | 0.00037516 | 0.25537
976 | 0.09375 | 0.02 | 1.764 | 2.2375 | 5 | 16200 | 2.7362 | 4.9752 | 2318.7544 | 3.1354 | 1571.7188 | 481.2578 | 2865.6475 | 1.2359 | 0.023273 | 223.0219
1435 | 3 | 0.065 | 2.5444 | 1.73 | 1 | 3240 | 13.1091 | 23.9088 | 52753.4927 | 0.23362 | 3747.5298 | 21.0848 | 65408.1016 | 1.2399 | 2.5842e-05 | 0.00048766
1714 | 2.5 | 0.065 | 0.93179 | 2.2728 | 2 | 6480 | 8.5763 | 52.1363 | 60309.6441 | 0.11721 | 1566.7298 | 18.4207 | 74867.5177 | 1.2414 | 1.3008e-05 | 0.00035968
945 | 0.6875 | 0.065 | 1.5166 | 2.5382 | 3 | 9720 | 6.243 | 24.1147 | 19014.7328 | 0.3076 | 1130.7604 | 58.3757 | 23624.8074 | 1.2424 | 0.0001344 | 0.059857
887 | 3 | 0.065 | 0.6191 | 1.9881 | 2 | 6480 | 7.1371 | 54.7169 | 61851.0957 | 0.14722 | 2361.4914 | 17.9459 | 76848.3855 | 1.2425 | 2.0523e-05 | 0.00014294
1857 | 0.875 | 0.049 | 2.6223 | 2.2499 | 2 | 6480 | 8.4696 | 18.1817 | 20880.8649 | 0.34472 | 1612.7783 | 53.079 | 25982.2916 | 1.2443 | 0.00011252 | 0.030797
2054 | 0.3125 | 0.028 | 2.1146 | 2.027 | 3 | 9720 | 4.4972 | 8.8683 | 6649.004 | 1.3175 | 2201.4771 | 166.6187 | 8277.0716 | 1.2449 | 0.0024657 | 1.0276
1409 | 2.125 | 0.065 | 0.93695 | 2.0838 | 2 | 6480 | 7.5447 | 40.6704 | 45921.5247 | 0.18077 | 2053.9706 | 24.037 | 57374.7126 | 1.2494 | 3.0944e-05 | 0.00064172
1284 | 0.21875 | 0.035 | 1.1645 | 2.6362 | 5 | 16200 | 3.4172 | 13.3626 | 6317.8883 | 0.87034 | 1017.989 | 174.5337 | 7901.7143 | 1.2507 | 0.0017933 | 4.4399
1774 | 0.5 | 0.12 | 2.3035 | 2.647 | 3 | 9720 | 6.7419 | 18.3334 | 14740.5104 | 0.37058 | 990.7309 | 74.7844 | 18441.2271 | 1.2511 | 0.00019506 | 1.3487
2690 | 0.6875 | 0.065 | 1.0675 | 2.1415 | 3 | 9720 | 4.8314 | 20.3734 | 15467.4848 | 0.50959 | 1873.2566 | 71.2651 | 19351.907 | 1.2511 | 0.00036885 | 0.04869
2823 | 0.4375 | 0.049 | 1.4883 | 2.0213 | 3 | 9720 | 4.453 | 12.3091 | 9237.8846 | 0.95364 | 2230.8424 | 119.2621 | 11563.7323 | 1.2518 | 0.0012918 | 0.33229
1526 | 2.5 | 0.065 | 2.9221 | 1.7009 | 1 | 3240 | 12.6092 | 19.6211 | 42438.5907 | 0.30248 | 4043.303 | 25.9279 | 53190.3709 | 1.2533 | 4.3319e-05 | 0.0010124
77 | 0.125 | 0.049 | 1.5356 | 2.8357 | 6 | 19440 | 3.2311 | 9.9037 | 4162.2928 | 1.1775 | 786.9914 | 264.1527 | 5220.901 | 1.2543 | 0.0039387 | 3274.7863
530 | 0.25 | 0.028 | 0.70088 | 2.9307 | 6 | 19440 | 3.0782 | 20.2789 | 8045.1274 | 0.57922 | 774.2647 | 136.6175 | 10094.7171 | 1.2548 | 0.00095309 | 1.1874
1123 | 0.0625 | 0.028 | 0.81601 | 1.9948 | 6 | 19440 | 1.9424 | 3.6001 | 1492.3267 | 6.0604 | 2025.2719 | 735.0682 | 1876.1731 | 1.2572 | 0.10434 | 699110.5998
98 | 0.5 | 0.035 | 1.186 | 1.9672 | 3 | 9720 | 4.1873 | 13.6714 | 10071.9118 | 0.92353 | 2469.0243 | 108.8344 | 12671.6895 | 1.2581 | 0.0012115 | 0.12318
216 | 0.0625 | 0.028 | 1.5704 | 1.4117 | 4 | 12960 | 2.0743 | 1.7936 | 1035.0807 | 21.113 | 7055.6227 | 1058.6233 | 1302.7441 | 1.2586 | 0.84422 | 1091035.0673
592 | 0.25 | 0.049 | 1.0624 | 1.461 | 3 | 9720 | 2.6903 | 5.1898 | 3668.1097 | 5.3205 | 7112.1186 | 298.2608 | 4623.8567 | 1.2606 | 0.040209 | 5.7465
1549 | 0.21875 | 0.035 | 1.9439 | 2.4554 | 4 | 12960 | 4.0682 | 10.0027 | 5748.3643 | 1.0754 | 1257.869 | 190.2832 | 7247.6992 | 1.2608 | 0.0021904 | 6.312
1160 | 0.1875 | 0.035 | 2.916 | 1.8644 | 3 | 9720 | 3.9757 | 4.9747 | 3631.9913 | 2.8658 | 2873.1566 | 301.0889 | 4580.425 | 1.2611 | 0.011666 | 21.2455
1844 | 3 | 0.065 | 2.1107 | 1.5599 | 1 | 3240 | 11.1261 | 21.575 | 45505.3242 | 0.35315 | 5664.8348 | 24.0289 | 57393.9049 | 1.2613 | 5.9049e-05 | 0.00042066
2345 | 0.375 | 0.083 | 1.6838 | 2.9262 | 4 | 12960 | 5.3253 | 20.2481 | 12151.6239 | 0.38438 | 770.7107 | 89.9357 | 15334.4598 | 1.2619 | 0.00027981 | 1.9972
574 | 0.15625 | 0.035 | 0.71434 | 1.6465 | 4 | 12960 | 2.1564 | 4.8848 | 2650.2085 | 5.2512 | 4387.1724 | 411.8808 | 3348.3359 | 1.2634 | 0.052224 | 36.043
743 | 0.28125 | 0.028 | 1.9578 | 1.9097 | 3 | 9720 | 3.9934 | 7.547 | 5466.2115 | 1.8092 | 2720.7937 | 199.5506 | 6911.1051 | 1.2643 | 0.0046495 | 1.5784
2102 | 0.75 | 0.049 | 1.7655 | 2.9974 | 3 | 9720 | 7.5299 | 31.0146 | 24270.8643 | 0.18558 | 744.2303 | 44.9276 | 30696.4241 | 1.2647 | 4.8921e-05 | 0.037438
973 | 2.25 | 0.065 | 2.9371 | 1.6076 | 1 | 3240 | 11.5473 | 16.7177 | 35283.7153 | 0.41964 | 5048.5765 | 30.9019 | 44628.7859 | 1.2649 | 8.3379e-05 | 0.0014607
1030 | 0.0625 | 0.028 | 1.6707 | 2.7798 | 7 | 22680 | 2.59 | 5.7404 | 2086.2343 | 2.423 | 809.7319 | 522.469 | 2639.6115 | 1.2653 | 0.019458 | 718044.673
2026 | 0.125 | 0.028 | 0.95703 | 2.6223 | 6 | 19440 | 2.5699 | 9.1717 | 3558.0683 | 1.5587 | 1041.789 | 306.0389 | 4506.3401 | 1.2665 | 0.006902 | 65.6332
1630 | 1 | 0.035 | 2.9827 | 2.7452 | 2 | 6480 | 10.5672 | 25.2821 | 28975.1766 | 0.17792 | 951.331 | 37.5302 | 36746.8261 | 1.2682 | 2.9976e-05 | 0.01822
2930 | 0.125 | 0.049 | 1.9491 | 1.8663 | 4 | 12960 | 2.9612 | 4.4463 | 2610.4353 | 3.9785 | 2659.1214 | 416.5663 | 3310.6736 | 1.2682 | 0.029978 | 4621.1045
1706 | 0.15625 | 0.049 | 1.8875 | 2.0672 | 4 | 12960 | 3.2738 | 6.0871 | 3501.0611 | 2.4079 | 2011.7016 | 310.5806 | 4440.443 | 1.2683 | 0.010981 | 228.8726
2372 | 2.5 | 0.065 | 1.1186 | 2.6369 | 2 | 6480 | 9.9995 | 60.4602 | 68979.3907 | 0.07968 | 1065.1081 | 15.753 | 87546.2166 | 1.2692 | 6.012e-06 | 0.00041138
652 | 0.28125 | 0.028 | 2.0851 | 1.9778 | 3 | 9720 | 4.1572 | 7.8097 | 5634.5298 | 1.633 | 2455.7217 | 192.4014 | 7167.9077 | 1.2721 | 0.0037877 | 1.627
482 | 0.1875 | 0.049 | 1.589 | 2.1257 | 4 | 12960 | 3.2922 | 7.4689 | 4218.0746 | 1.8948 | 1899.6693 | 256.351 | 5379.7933 | 1.2754 | 0.0067998 | 41.2305
2942 | 0.125 | 0.028 | 1.9063 | 1.9937 | 4 | 12960 | 2.9286 | 4.7375 | 2590.5482 | 3.4952 | 2336.0535 | 417.3343 | 3304.5819 | 1.2756 | 0.023136 | 107.5185
1481 | 1.25 | 0.035 | 1.3709 | 1.9664 | 2 | 6480 | 6.6991 | 22.6562 | 24437.3306 | 0.38096 | 2546.1989 | 44.233 | 31178.4171 | 1.2759 | 0.00013743 | 0.0047432
1453 | 3 | 0.065 | 0.97215 | 2.7388 | 2 | 6480 | 10.3654 | 75.3119 | 85449.9595 | 0.060552 | 971.2981 | 12.6332 | 109165.7655 | 1.2775 | 3.472e-06 | 0.00019748
20 | 0.15625 | 0.035 | 0.78771 | 2.679 | 6 | 19440 | 2.6014 | 11.6628 | 4483.6236 | 1.1951 | 998.4976 | 240.5922 | 5732.1702 | 1.2785 | 0.0040578 | 27.1012
616 | 0.1875 | 0.035 | 2.4729 | 2.5938 | 4 | 12960 | 4.3026 | 9.0743 | 5141.3255 | 1.0979 | 1100.7439 | 209.6525 | 6578.1003 | 1.2795 | 0.002283 | 16.9169
420 | 0.75 | 0.083 | 1.1765 | 2.4204 | 3 | 9720 | 5.5101 | 25.0788 | 18734.0848 | 0.33811 | 1355.8704 | 57.5043 | 23982.8298 | 1.2802 | 0.00016237 | 0.044895
1042 | 0.15625 | 0.049 | 0.90875 | 1.7027 | 4 | 12960 | 2.3416 | 5.0456 | 2791.2159 | 4.5868 | 3832.0788 | 385.8679 | 3574.0607 | 1.2805 | 0.039845 | 182.4684
1931 | 0.28125 | 0.028 | 1.6945 | 1.8344 | 3 | 9720 | 3.655 | 7.2563 | 5118.2767 | 2.1068 | 3168.2317 | 210.3662 | 6555.7819 | 1.2809 | 0.0063045 | 1.4779
209 | 0.4375 | 0.049 | 2.8562 | 1.6483 | 2 | 6480 | 5.2847 | 6.7742 | 7045.2014 | 1.9697 | 4607.6923 | 152.5529 | 9040.2439 | 1.2832 | 0.0036739 | 0.57018
1199 | 1.5 | 0.065 | 1.8537 | 2.6666 | 2 | 6480 | 9.9509 | 36.7546 | 41210.1007 | 0.131 | 1050.6748 | 26.0698 | 52900.8514 | 1.2837 | 1.625e-05 | 0.0036685
1652 | 0.5 | 0.12 | 1.41 | 2.1237 | 3 | 9720 | 4.6992 | 14.7444 | 11007.5532 | 0.72737 | 1944.5899 | 97.3445 | 14167.3711 | 1.2871 | 0.00075148 | 1.0072
1895 | 0.09375 | 0.02 | 1.9543 | 2.4473 | 5 | 16200 | 2.8721 | 5.4248 | 2396.4025 | 2.5941 | 1300.3741 | 446.8983 | 3085.9712 | 1.2878 | 0.015931 | 230.4902
1455 | 1.25 | 0.083 | 0.83162 | 2.6852 | 3 | 9720 | 6.2287 | 46.2173 | 34506.8111 | 0.15472 | 1034.1015 | 31.0174 | 44462.5601 | 1.2885 | 3.4002e-05 | 0.0041798
2225 | 0.875 | 0.049 | 1.1154 | 2.6007 | 3 | 9720 | 5.938 | 31.3928 | 23224.9311 | 0.242 | 1132.2303 | 46.0503 | 29948.0181 | 1.2895 | 8.3187e-05 | 0.015224
296 | 0.28125 | 0.028 | 2.7927 | 2.3094 | 3 | 9720 | 5.0671 | 9.0889 | 6569.8628 | 1.0458 | 1572.7538 | 162.7872 | 8471.8894 | 1.2895 | 0.0015536 | 1.8971
514 | 0.125 | 0.028 | 1.8044 | 2.6173 | 5 | 16200 | 3.1947 | 7.6589 | 3440.8376 | 1.6168 | 1080.6007 | 310.6529 | 4439.4084 | 1.2902 | 0.0061882 | 91.3978
877 | 0.25 | 0.065 | 0.86067 | 2.5608 | 5 | 16200 | 3.1156 | 14.8151 | 6761.1714 | 0.85256 | 1139.6428 | 157.8909 | 8734.6107 | 1.2919 | 0.0017207 | 9.816
1393 | 0.125 | 0.049 | 2.7446 | 2.1726 | 4 | 12960 | 3.5674 | 5.1465 | 2979.692 | 2.5751 | 1721.1074 | 358.1886 | 3850.2485 | 1.2922 | 0.012559 | 5274.7785
240 | 0.28125 | 0.028 | 0.80447 | 2.685 | 5 | 16200 | 3.2001 | 17.4427 | 7751.0861 | 0.68888 | 1035.9562 | 137.5561 | 10025.8381 | 1.2935 | 0.0011234 | 0.80573
116 | 0.21875 | 0.035 | 1.8372 | 2.4935 | 4 | 12960 | 3.9259 | 10.1553 | 5596.6305 | 1.0764 | 1258.9701 | 190.3501 | 7245.1517 | 1.2946 | 0.0021942 | 6.1454
2501 | 0.15625 | 0.035 | 0.78914 | 2.7354 | 6 | 19440 | 2.6035 | 11.9047 | 4485.957 | 1.1557 | 965.5226 | 237.2721 | 5812.3787 | 1.2957 | 0.0037942 | 27.1153
1753 | 0.3125 | 0.083 | 0.93726 | 2.879 | 5 | 16200 | 3.7079 | 20.7466 | 9578.9479 | 0.49988 | 835.2502 | 111.0454 | 12419.3805 | 1.2965 | 0.00059154 | 5.0084
1884 | 0.1875 | 0.02 | 2.1205 | 1.746 | 3 | 9720 | 3.2938 | 4.6704 | 3164.6659 | 3.8107 | 3820.4034 | 335.5549 | 4109.9535 | 1.2987 | 0.020626 | 7.4548
2516 | 1.25 | 0.035 | 1.7614 | 2.35 | 2 | 6480 | 8.1871 | 27.0409 | 28969.4616 | 0.23005 | 1537.5459 | 36.5629 | 37718.9339 | 1.302 | 5.0113e-05 | 0.0056229
2632 | 0.875 | 0.049 | 1.2016 | 2.7492 | 3 | 9720 | 6.2831 | 33.1748 | 24328.8023 | 0.21141 | 989.1093 | 43.53 | 31681.9205 | 1.3022 | 6.3486e-05 | 0.015948
1929 | 0.15625 | 0.035 | 1.1149 | 1.8812 | 4 | 12960 | 2.5379 | 5.5555 | 2940.7375 | 3.4719 | 2900.6283 | 360.0372 | 3830.4796 | 1.3026 | 0.022829 | 39.9943
1064 | 0.6875 | 0.065 | 1.4262 | 1.5043 | 2 | 6480 | 4.4646 | 9.6369 | 9697.1722 | 1.8397 | 6762.768 | 109.1535 | 12634.6424 | 1.3029 | 0.0032049 | 0.068683
2010 | 2.375 | 0.065 | 2.2852 | 1.4735 | 1 | 3240 | 9.7472 | 16.1801 | 32035.2216 | 0.59312 | 7532.0608 | 32.9319 | 41877.7951 | 1.3072 | 0.00016656 | 0.00099912
2680 | 1 | 0.049 | 1.8142 | 2.0966 | 2 | 6480 | 7.0057 | 19.3514 | 20296.7605 | 0.40422 | 2161.3514 | 51.9569 | 26543.439 | 1.3078 | 0.00015473 | 0.014423
1256 | 0.125 | 0.035 | 2.5591 | 2.254 | 4 | 12960 | 3.426 | 5.3326 | 2893.5872 | 2.4795 | 1657.2435 | 364.1339 | 3787.3844 | 1.3089 | 0.011644 | 297.4909
2438 | 0.21875 | 0.035 | 2.3956 | 1.9401 | 3 | 9720 | 3.8719 | 6.0011 | 4154.3482 | 2.3036 | 2694.4243 | 253.4868 | 5440.5792 | 1.3096 | 0.0075377 | 8.1097
1786 | 2.25 | 0.065 | 2.2336 | 1.4094 | 1 | 3240 | 9.135 | 14.6789 | 28670.9541 | 0.76642 | 9220.4403 | 36.705 | 37572.9124 | 1.3105 | 0.00027811 | 0.001187
1852 | 1 | 0.035 | 1.3536 | 1.798 | 2 | 6480 | 5.6017 | 16.6208 | 16875.8782 | 0.66809 | 3572.2339 | 62.1471 | 22191.1371 | 1.315 | 0.00042266 | 0.010612
950 | 0.125 | 0.035 | 0.94751 | 1.723 | 4 | 12960 | 2.198 | 4.1188 | 2145.5061 | 5.8 | 3876.5159 | 488.7188 | 2821.8995 | 1.3153 | 0.06371 | 220.5804
1274 | 0.28125 | 0.028 | 1.4763 | 2.6165 | 4 | 12960 | 4.0071 | 13.6381 | 7306.9367 | 0.76169 | 1145.4482 | 143.3865 | 9618.1693 | 1.3163 | 0.0010988 | 1.1868
1937 | 0.375 | 0.049 | 2.3993 | 2.5424 | 3 | 9720 | 5.5897 | 13.2571 | 9476.1128 | 0.61554 | 1234.2268 | 110.5123 | 12479.2906 | 1.3169 | 0.00053818 | 0.89734
2783 | 0.0625 | 0.02 | 2.9335 | 1.8764 | 4 | 12960 | 2.5937 | 2.3247 | 1193.2618 | 8.6034 | 2875.1101 | 877.448 | 1571.7345 | 1.3172 | 0.14018 | 8760.3926
1811 | 2.5 | 0.065 | 1.0077 | 2.61 | 2 | 6480 | 9.1546 | 59.8451 | 63832.6258 | 0.087543 | 1170.2225 | 16.3794 | 84197.9316 | 1.319 | 7.2572e-06 | 0.00038069
2923 | 0.4375 | 0.049 | 1.8792 | 2.4433 | 3 | 9720 | 5.2349 | 14.8419 | 10488.2409 | 0.59433 | 1390.2972 | 99.5544 | 13852.8741 | 1.3208 | 0.00050172 | 0.37726
2436 | 0.125 | 0.035 | 1.7515 | 1.4341 | 3 | 9720 | 2.477 | 2.6388 | 1736.599 | 11.9338 | 7976.1323 | 601.0596 | 2294.4734 | 1.3212 | 0.20229 | 317.4053
1401 | 0.15625 | 0.035 | 1.8236 | 2.958 | 5 | 16200 | 3.6473 | 10.7457 | 4731.7966 | 0.97108 | 811.2959 | 220.5523 | 6253.0075 | 1.3215 | 0.0022324 | 41.1858
1225 | 1 | 0.065 | 0.72019 | 2.3067 | 3 | 9720 | 4.7687 | 31.8192 | 22269.0417 | 0.30918 | 1653.1502 | 46.8509 | 29436.2655 | 1.3218 | 0.00013578 | 0.0081264
2919 | 0.1875 | 0.049 | 1.3451 | 2.8168 | 5 | 16200 | 3.3978 | 12.2535 | 5393.2102 | 0.91821 | 920.5522 | 192.8749 | 7150.3109 | 1.3258 | 0.0019959 | 33.739
933 | 0.15625 | 0.049 | 0.7452 | 2.7386 | 6 | 19440 | 2.5407 | 11.9183 | 4414.2513 | 1.1723 | 979.4179 | 235.4151 | 5858.2286 | 1.3271 | 0.0039042 | 128.2533
2818 | 0.875 | 0.12 | 1.8495 | 1.9726 | 2 | 6480 | 6.4087 | 15.9626 | 16486.8362 | 0.56109 | 2625.106 | 63.0083 | 21887.8219 | 1.3276 | 0.00029812 | 0.054512
2032 | 0.875 | 0.035 | 1.8206 | 1.992 | 2 | 6480 | 6.3316 | 16.1177 | 16322.5308 | 0.55567 | 2599.7385 | 63.5779 | 21691.7491 | 1.3289 | 0.00029239 | 0.020896
367 | 0.28125 | 0.028 | 0.86007 | 2.18 | 4 | 12960 | 2.9506 | 11.3929 | 5858.9082 | 1.3014 | 1957.0136 | 176.9978 | 7791.7104 | 1.3299 | 0.0032073 | 0.95162
1346 | 0.75 | 0.035 | 0.64537 | 2.8621 | 4 | 12960 | 4.4266 | 39.437 | 21018.7362 | 0.22987 | 921.8236 | 49.3318 | 27955.9228 | 1.33 | 0.00010007 | 0.015414
1834 | 0.125 | 0.028 | 2.3512 | 1.5952 | 3 | 9720 | 2.8197 | 2.915 | 1893.1812 | 7.9844 | 5336.507 | 546.2089 | 2524.886 | 1.3337 | 0.090552 | 139.6887
2260 | 0.75 | 0.065 | 1.1493 | 1.4665 | 2 | 6480 | 4.1033 | 10.2376 | 9918.5458 | 1.9443 | 7796.8868 | 104.2406 | 13230.1143 | 1.3339 | 0.0035796 | 0.0421
1147 | 0.5 | 0.035 | 1.1823 | 2.1383 | 3 | 9720 | 4.1786 | 14.8447 | 10056.1474 | 0.78595 | 2101.2077 | 102.5909 | 13442.8555 | 1.3368 | 0.00087741 | 0.12299
2598 | 2.25 | 0.065 | 0.60386 | 1.8435 | 2 | 6480 | 5.6172 | 38.1086 | 38055.6579 | 0.28027 | 3371.8679 | 27.1089 | 50873.103 | 1.3368 | 7.4386e-05 | 0.00039387
1529 | 0.625 | 0.12 | 1.3683 | 2.5053 | 3 | 9720 | 5.3859 | 21.6571 | 15328.0031 | 0.38992 | 1303.0526 | 67.2814 | 20497.7069 | 1.3373 | 0.00021596 | 0.23337
127 | 0.625 | 0.02 | 0.76182 | 2.8747 | 4 | 12960 | 4.3785 | 33.0379 | 17369.1138 | 0.2763 | 923.3617 | 59.3063 | 23254.1009 | 1.3388 | 0.00014459 | 0.027904
107 | 2.25 | 0.065 | 1.277 | 2.9126 | 2 | 6480 | 10.2339 | 60.1044 | 63366.5496 | 0.074235 | 893.0907 | 16.2454 | 84892.7742 | 1.3397 | 5.2184e-06 | 0.00065583
2972 | 0.28125 | 0.028 | 1.5758 | 2.7709 | 4 | 12960 | 4.1777 | 14.4323 | 7540.8755 | 0.67371 | 1013.1424 | 136.2852 | 10119.3288 | 1.3419 | 0.0008596 | 1.2248
629 | 1 | 0.083 | 1.0376 | 2.8481 | 3 | 9720 | 6.2197 | 39.2449 | 27572.4264 | 0.17656 | 944.0523 | 37.2643 | 37008.9792 | 1.3422 | 4.4279e-05 | 0.011915
1155 | 0.09375 | 0.02 | 1.1665 | 2.284 | 5 | 16200 | 2.3093 | 5.0749 | 2074.9902 | 3.3768 | 1692.7243 | 495.0928 | 2785.5693 | 1.3424 | 0.026995 | 199.5762
2000 | 0.21875 | 0.035 | 1.6014 | 2.4949 | 4 | 12960 | 3.6114 | 10.161 | 5261.4095 | 1.1439 | 1337.8968 | 195.0344 | 7071.1386 | 1.344 | 0.0024779 | 5.7773
2207 | 0.3125 | 0.065 | 1.5266 | 1.9154 | 3 | 9720 | 3.6572 | 8.3898 | 5689.4896 | 1.7275 | 2886.5677 | 180.2614 | 7650.6408 | 1.3447 | 0.004239 | 3.4312
2569 | 0.25 | 0.01 | 1.8239 | 1.9469 | 3 | 9720 | 3.5607 | 6.8561 | 4463.424 | 2.1287 | 2845.4472 | 229.7696 | 6002.1651 | 1.3447 | 0.0064361 | 1.3338
89 | 0.625 | 0.065 | 1.5399 | 1.5494 | 2 | 6480 | 4.4094 | 9.0347 | 8731.6133 | 1.8756 | 6267.8264 | 117.2916 | 11758.0058 | 1.3466 | 0.0033311 | 0.10946
2809 | 0.125 | 0.02 | 1.5771 | 2.0702 | 4 | 12960 | 2.6778 | 4.9124 | 2437.7576 | 3.4487 | 2304.9932 | 419.6513 | 3286.336 | 1.3481 | 0.022525 | 43.9342
746 | 0.625 | 0.065 | 1.3382 | 2.5465 | 3 | 9720 | 5.2999 | 22.0095 | 15131.5251 | 0.38448 | 1284.8787 | 67.5791 | 20407.4352 | 1.3487 | 0.00020998 | 0.084306
2376 | 0.09375 | 0.02 | 1.9457 | 2.004 | 4 | 12960 | 2.588 | 3.6159 | 1787.2873 | 5.0138 | 2513.2767 | 572.132 | 2410.4844 | 1.3487 | 0.047608 | 268.6007
1487 | 1.5 | 0.095 | 0.68147 | 2.8573 | 3 | 9720 | 6.1495 | 58.9665 | 40974.0295 | 0.11822 | 948.1972 | 24.9295 | 55320.5697 | 1.3501 | 1.9853e-05 | 0.0019391
88 | 0.25 | 0.02 | 1.3306 | 2.495 | 4 | 12960 | 3.5038 | 11.5871 | 5881.9667 | 1.0231 | 1367.6686 | 173.6502 | 7941.9161 | 1.3502 | 0.0019826 | 1.4227
1255 | 0.15625 | 0.035 | 0.84227 | 2.4131 | 5 | 16200 | 2.4788 | 8.7992 | 3619.6468 | 1.759 | 1469.5617 | 280.9006 | 4909.6198 | 1.3564 | 0.0073247 | 31.5056
2137 | 0.09375 | 0.02 | 1.0049 | 1.7641 | 4 | 12960 | 2.0503 | 3.2045 | 1541.6563 | 7.6379 | 3828.6958 | 659.1431 | 2092.2852 | 1.3572 | 0.11048 | 231.6863
2338 | 0.75 | 0.12 | 1.4457 | 2.9391 | 3 | 9720 | 6.4333 | 30.4142 | 21264.8938 | 0.21819 | 874.9991 | 47.7763 | 28866.0945 | 1.3575 | 6.7623e-05 | 0.087619
2135 | 2.375 | 0.065 | 1.1562 | 2.8926 | 2 | 6480 | 9.8459 | 62.9993 | 64641.591 | 0.073539 | 933.8748 | 15.6876 | 87911.0136 | 1.36 | 5.1211e-06 | 0.00050401
196 | 0.3125 | 0.028 | 1.6586 | 2.0673 | 3 | 9720 | 3.8457 | 9.0409 | 5904.8226 | 1.4276 | 2385.4033 | 171.5702 | 8038.1972 | 1.3613 | 0.0028949 | 0.9126
371 | 1 | 0.12 | 2.6696 | 2.8152 | 2 | 6480 | 9.613 | 25.9223 | 26650.1277 | 0.18598 | 994.433 | 37.961 | 36329.766 | 1.3632 | 3.2754e-05 | 0.037575
1900 | 2.125 | 0.065 | 2.992 | 1.7247 | 1 | 3240 | 11.1656 | 16.9361 | 32335.4027 | 0.38395 | 4362.5417 | 31.2429 | 44141.725 | 1.3651 | 6.9798e-05 | 0.0018074
2392 | 0.0625 | 0.02 | 0.95278 | 2.9641 | 7 | 22680 | 2.1113 | 6.1088 | 1831.0825 | 2.5017 | 836.031 | 550.6611 | 2504.4719 | 1.3678 | 0.020743 | 4389.5465
1368 | 0.09375 | 0.02 | 1.8873 | 1.4603 | 3 | 9720 | 2.285 | 2.0578 | 1236.641 | 15.804 | 7922.1673 | 815.3456 | 1691.4487 | 1.3678 | 0.35477 | 330.3953
261 | 3 | 0.065 | 0.69536 | 2.4483 | 2 | 6480 | 7.8343 | 67.3412 | 66947.9527 | 0.092792 | 1488.4528 | 15.0489 | 91642.3528 | 1.3689 | 8.1534e-06 | 0.00015472
1260 | 2.25 | 0.065 | 1.6603 | 1.2509 | 1 | 3240 | 7.169 | 13.0481 | 23281.7509 | 1.5401 | 18528.746 | 43.2656 | 31875.5559 | 1.3691 | 0.0011231 | 0.00096385
1960 | 1 | 0.049 | 2.4632 | 2.7237 | 2 | 6480 | 8.9838 | 25.0854 | 25116.9227 | 0.20781 | 1111.1651 | 40.0064 | 34472.3843 | 1.3725 | 4.0895e-05 | 0.017848
2433 | 0.25 | 0.028 | 2.567 | 1.3494 | 2 | 6480 | 3.4321 | 3.2648 | 2897.2723 | 8.8867 | 11879.1356 | 346.5592 | 3979.4512 | 1.3735 | 0.074783 | 3.8486
773 | 0.28125 | 0.028 | 2.8681 | 2.5735 | 3 | 9720 | 5.164 | 10.1077 | 6669.5301 | 0.85729 | 1289.2197 | 150.4472 | 9166.7754 | 1.3744 | 0.0010439 | 1.9258
715 | 0.125 | 0.028 | 0.72041 | 2.272 | 5 | 16200 | 2.1622 | 6.6722 | 2654.6086 | 2.6645 | 1780.8804 | 377.8698 | 3649.71 | 1.3749 | 0.016807 | 70.5135
1799 | 0.75 | 0.065 | 0.61082 | 1.9958 | 3 | 9720 | 3.5705 | 20.7106 | 13417.1464 | 0.6734 | 2700.4698 | 74.7596 | 18447.3334 | 1.3749 | 0.00064411 | 0.025311
326 | 2.375 | 0.065 | 2.9032 | 1.8448 | 1 | 3240 | 11.9843 | 20.212 | 38508.3758 | 0.27655 | 3511.9362 | 26.0429 | 52955.4746 | 1.3752 | 3.6212e-05 | 0.001201
2080 | 0.375 | 0.01 | 0.76191 | 1.7233 | 3 | 9720 | 2.7823 | 9.0436 | 5628.233 | 2.2102 | 4431.6473 | 178.0282 | 7746.6117 | 1.3764 | 0.0069386 | 0.19756
714 | 0.28125 | 0.028 | 2.1228 | 2.2305 | 3 | 9720 | 4.2057 | 8.7846 | 5684.3998 | 1.2862 | 1934.2514 | 176.2211 | 7826.0513 | 1.3768 | 0.0023499 | 1.6414
1 | 0.09375 | 0.02 | 1.0597 | 2.333 | 5 | 16200 | 2.233 | 5.1798 | 2031.409 | 3.3226 | 1665.5579 | 492.0569 | 2802.7558 | 1.3797 | 0.026135 | 195.3845
601 | 0.75 | 0.049 | 1.3339 | 1.6414 | 2 | 6480 | 4.5253 | 11.4365 | 10689.6189 | 1.3123 | 5262.5083 | 93.3944 | 14766.5703 | 1.3814 | 0.0016307 | 0.0371
2996 | 0.15625 | 0.049 | 2.7316 | 2.7363 | 4 | 12960 | 4.0778 | 7.9989 | 4113.3157 | 1.2598 | 1052.4769 | 242.3937 | 5689.5683 | 1.3832 | 0.0030056 | 268.8972
842 | 2.375 | 0.065 | 2.1369 | 1.5107 | 1 | 3240 | 9.2106 | 16.5835 | 30482.4879 | 0.57798 | 7339.7714 | 32.695 | 42181.1697 | 1.3838 | 0.00015817 | 0.00095069
1764 | 0.5 | 0.065 | 2.1571 | 1.6837 | 2 | 6480 | 4.7634 | 7.878 | 7416.4925 | 1.7743 | 4743.4178 | 134.2875 | 10269.8673 | 1.3847 | 0.002981 | 0.37229
961 | 2.125 | 0.065 | 1.9825 | 1.3507 | 1 | 3240 | 7.8965 | 13.3031 | 23871.5852 | 1.0746 | 12209.6036 | 41.6951 | 33076.23 | 1.3856 | 0.00054672 | 0.0013343
2456 | 0.25 | 0.02 | 2.5468 | 1.37 | 2 | 6480 | 3.4166 | 3.3119 | 2887.8617 | 8.4197 | 11254.8284 | 344.2914 | 4005.6629 | 1.3871 | 0.067129 | 2.7939
424 | 1.25 | 0.049 | 0.72648 | 2.808 | 3 | 9720 | 5.6278 | 48.3233 | 31761.4401 | 0.15667 | 1047.1598 | 31.2505 | 44131.0346 | 1.3895 | 3.4867e-05 | 0.0030162
1767 | 2.25 | 0.065 | 0.6356 | 1.9999 | 2 | 6480 | 5.835 | 41.3259 | 39249.3778 | 0.22925 | 2758.0141 | 25.2829 | 54547.278 | 1.3898 | 4.9767e-05 | 0.00040622
1175 | 0.75 | 0.049 | 2.8885 | 2.5528 | 2 | 6480 | 8.0791 | 17.6869 | 17184.3744 | 0.33718 | 1352.144 | 57.7006 | 23901.2274 | 1.3909 | 0.00010766 | 0.05964
607 | 0.6875 | 0.065 | 2.8604 | 2.3987 | 2 | 6480 | 7.47 | 15.2593 | 14731.9816 | 0.43663 | 1605.072 | 67.161 | 20534.477 | 1.3939 | 0.00018053 | 0.10434
199 | 1.75 | 0.065 | 0.75291 | 1.9209 | 2 | 6480 | 5.492 | 30.9185 | 29064.802 | 0.33613 | 3145.2352 | 34.0004 | 40561.7849 | 1.3956 | 0.00010699 | 0.0011343
178 | 0.4375 | 0.049 | 1.1589 | 1.2781 | 2 | 6480 | 3.0214 | 5.2931 | 4632.4453 | 6.9834 | 16336.058 | 212.8785 | 6478.4137 | 1.3985 | 0.04618 | 0.37491
1340 | 0.09375 | 0.02 | 0.92208 | 2.8503 | 6 | 19440 | 2.2665 | 7.5104 | 2460.6024 | 1.9761 | 990.5639 | 400.2069 | 3446.006 | 1.4005 | 0.011093 | 164.3508
1378 | 0.375 | 0.028 | 2.6042 | 2.9578 | 3 | 9720 | 5.9409 | 15.3934 | 9957.596 | 0.46151 | 925.3662 | 98.6036 | 13986.4609 | 1.4046 | 0.00030253 | 0.53609
585 | 0.75 | 0.065 | 2.5044 | 2.3669 | 2 | 6480 | 7.2011 | 16.412 | 15579.6924 | 0.42248 | 1694.2469 | 62.9209 | 21918.2231 | 1.4068 | 0.00016902 | 0.066129
1399 | 0.4375 | 0.049 | 2.2395 | 2.9568 | 3 | 9720 | 5.9556 | 17.9231 | 11640.6126 | 0.39498 | 923.9671 | 84.1923 | 16380.5349 | 1.4072 | 0.0002216 | 0.41871
798 | 1.25 | 0.12 | 0.61964 | 2.619 | 3 | 9720 | 5.0172 | 45.083 | 28971.6739 | 0.19181 | 1282.0023 | 33.7861 | 40819.0703 | 1.4089 | 5.2259e-05 | 0.0046564
2959 | 0.1875 | 0.049 | 1.8643 | 1.7926 | 3 | 9720 | 3.0741 | 4.7901 | 3014.119 | 3.7661 | 3775.6606 | 324.6304 | 4248.263 | 1.4095 | 0.020146 | 52.3772
2002 | 0.3125 | 0.016 | 2.6545 | 1.5543 | 2 | 6480 | 4.0044 | 4.6213 | 4057.3929 | 4.0006 | 6684.6481 | 241.0829 | 5720.5022 | 1.4099 | 0.015155 | 0.98656
693 | 0.375 | 0.035 | 2.2675 | 2.7534 | 3 | 9720 | 5.3635 | 14.3419 | 9166.1965 | 0.5598 | 1122.464 | 106.7105 | 12923.8893 | 1.41 | 0.00044513 | 0.59052
2140 | 0.125 | 0.028 | 2.6182 | 1.7813 | 3 | 9720 | 2.9723 | 3.2341 | 1962.8799 | 5.8665 | 3920.9909 | 497.0231 | 2774.7506 | 1.4136 | 0.048885 | 144.8314
2273 | 0.3125 | 0.016 | 1.3555 | 2.9786 | 4 | 12960 | 4.0582 | 17.2028 | 8196.754 | 0.55474 | 926.9316 | 118.6325 | 11625.1066 | 1.4183 | 0.00058282 | 0.49826
305 | 0.15625 | 0.035 | 2.4207 | 2.7629 | 4 | 12960 | 3.7817 | 8.0751 | 3887.8278 | 1.3127 | 1096.679 | 250.0227 | 5515.9592 | 1.4188 | 0.0032633 | 52.8748
2593 | 0.3125 | 0.049 | 1.1079 | 2.7045 | 4 | 12960 | 3.5865 | 15.6361 | 7478.3756 | 0.70583 | 1179.3814 | 129.8243 | 10622.9372 | 1.4205 | 0.00094352 | 1.3294
1809 | 0.5 | 0.02 | 0.70773 | 2.7795 | 4 | 12960 | 3.6332 | 25.5961 | 12079.0307 | 0.41856 | 1119.0067 | 80.3062 | 17173.2151 | 1.4217 | 0.00033179 | 0.06345
657 | 1.5 | 0.12 | 2.4682 | 1.2791 | 1 | 3240 | 7.1184 | 8.9521 | 15428.6167 | 2.0893 | 16757.0484 | 62.8709 | 21935.6805 | 1.4218 | 0.0020668 | 0.0076784
1038 | 0.28125 | 0.028 | 1.5227 | 2.9861 | 4 | 12960 | 4.0868 | 15.5388 | 7416.1759 | 0.61084 | 918.5899 | 130.787 | 10544.7388 | 1.4219 | 0.00070664 | 1.2046
2458 | 0.0625 | 0.028 | 0.83093 | 2.4208 | 6 | 19440 | 1.9509 | 4.3305 | 1496.221 | 4.2323 | 1414.3476 | 647.5531 | 2129.7331 | 1.4234 | 0.050885 | 700934.9382
93 | 0.21875 | 0.035 | 0.76443 | 2.1462 | 4 | 12960 | 2.4954 | 8.766 | 4071.643 | 1.9278 | 2254.8231 | 237.8984 | 5797.0759 | 1.4238 | 0.0070384 | 4.4709
1223 | 0.21875 | 0.035 | 2.1434 | 2.0911 | 3 | 9720 | 3.6196 | 6.4542 | 3952.616 | 2.0861 | 2439.9869 | 244.7525 | 5634.7348 | 1.4256 | 0.0061813 | 7.7159
2677 | 0.375 | 0.028 | 2.194 | 1.563 | 2 | 6480 | 3.9837 | 5.5395 | 4849.9553 | 3.295 | 6606.8033 | 199.4663 | 6914.0252 | 1.4256 | 0.010281 | 0.58749
1236 | 0.125 | 0.035 | 1.6049 | 2.1953 | 4 | 12960 | 2.6989 | 5.1984 | 2450.6536 | 3.0715 | 2052.907 | 394.0938 | 3499.4598 | 1.428 | 0.017867 | 251.9527
1379 | 0.21875 | 0.035 | 1.5907 | 2.7315 | 4 | 12960 | 3.5972 | 11.1072 | 5246.233 | 0.99046 | 1158.4825 | 184.0544 | 7492.9759 | 1.4283 | 0.0018579 | 5.7606
1818 | 0.0625 | 0.02 | 0.97684 | 2.1986 | 5 | 16200 | 1.9412 | 3.3213 | 1243.1754 | 6.0378 | 2017.7257 | 776.0401 | 1777.1186 | 1.4295 | 0.086301 | 5841.175
277 | 0.75 | 0.035 | 2.008 | 2.1414 | 2 | 6480 | 6.0663 | 14.8659 | 13505.9721 | 0.58361 | 2340.3936 | 71.3535 | 19327.9255 | 1.4311 | 0.00032253 | 0.039617
1200 | 0.5 | 0.065 | 2.178 | 1.7695 | 2 | 6480 | 4.7952 | 8.2701 | 7455.3428 | 1.5683 | 4192.8482 | 129.1884 | 10675.2209 | 1.4319 | 0.0023291 | 0.37424
1732 | 2.5 | 0.065 | 2.5284 | 1.8397 | 1 | 3240 | 11.1091 | 21.208 | 37869.4897 | 0.28293 | 3781.9754 | 25.3648 | 54371.3178 | 1.4358 | 3.79e-05 | 0.00090339
2434 | 0.625 | 0.028 | 0.97939 | 2.4245 | 3 | 9720 | 4.2746 | 20.9639 | 12789.4341 | 0.49384 | 1650.3465 | 75.0632 | 18372.7168 | 1.4366 | 0.00034641 | 0.040813
1106 | 0.28125 | 0.028 | 2.4551 | 2.5498 | 3 | 9720 | 4.633 | 10.0161 | 6123.6654 | 0.94801 | 1425.6472 | 156.6192 | 8805.5323 | 1.438 | 0.0012766 | 1.7682
2462 | 2.125 | 0.065 | 0.97008 | 2.6184 | 2 | 6480 | 7.7592 | 51.0574 | 47032.4277 | 0.1182 | 1343.0397 | 20.3738 | 67690.4625 | 1.4392 | 1.323e-05 | 0.00065724
2835 | 1.5 | 0.065 | 1.2069 | 2.4138 | 2 | 6480 | 6.9937 | 33.2877 | 30401.5683 | 0.20932 | 1678.8421 | 31.4896 | 43795.8361 | 1.4406 | 4.1491e-05 | 0.0027063
272 | 0.625 | 0.083 | 0.98899 | 2.4186 | 3 | 9720 | 4.3021 | 20.9134 | 12852.1147 | 0.49348 | 1649.1132 | 74.3316 | 18553.5623 | 1.4436 | 0.0003459 | 0.096854
2448 | 0.875 | 0.065 | 0.82733 | 2.6391 | 3 | 9720 | 4.7857 | 31.8536 | 19539.8795 | 0.28091 | 1314.2355 | 48.8541 | 28229.2471 | 1.4447 | 0.00011208 | 0.015155
2610 | 0.15625 | 0.049 | 1.1494 | 2.1425 | 4 | 12960 | 2.5708 | 6.3022 | 2965.7462 | 2.6553 | 2218.385 | 321.6144 | 4288.1013 | 1.4459 | 0.013353 | 193.8778
2895 | 0.875 | 0.035 | 1.8854 | 2.2989 | 2 | 6480 | 6.5043 | 18.5737 | 16690.76 | 0.41499 | 1941.5543 | 57.0952 | 24154.6508 | 1.4472 | 0.00016308 | 0.021367
436 | 0.5 | 0.028 | 1.4163 | 2.63 | 3 | 9720 | 4.7136 | 18.2167 | 11033.8123 | 0.50024 | 1337.3826 | 86.245 | 15990.6601 | 1.4492 | 0.00035545 | 0.11871
2787 | 0.21875 | 0.035 | 2.0832 | 2.1198 | 3 | 9720 | 3.5595 | 6.5401 | 3904.513 | 2.0578 | 2406.8954 | 243.5604 | 5662.3141 | 1.4502 | 0.0060148 | 7.622
1540 | 0.125 | 0.035 | 0.77416 | 2.4713 | 5 | 16200 | 2.2134 | 7.2416 | 2693.5943 | 2.2703 | 1517.3644 | 352.1437 | 3916.3417 | 1.4539 | 0.012201 | 177.2349
925 | 0.15625 | 0.035 | 2.2957 | 2.8154 | 4 | 12960 | 3.6626 | 8.2249 | 3797.1297 | 1.3052 | 1090.4459 | 249.443 | 5528.7783 | 1.456 | 0.0032263 | 51.6413
2738 | 0.0625 | 0.02 | 2.9604 | 2.1807 | 4 | 12960 | 2.6039 | 2.6725 | 1196.391 | 6.3693 | 2128.5283 | 791.0251 | 1743.4532 | 1.4573 | 0.076832 | 8783.3658
1888 | 0.4375 | 0.049 | 2.0132 | 2.947 | 3 | 9720 | 5.5029 | 17.8641 | 10916.6908 | 0.4233 | 990.2098 | 86.6787 | 15910.6525 | 1.4575 | 0.00025451 | 0.39267
2521 | 0.3125 | 0.028 | 2.4753 | 2.7644 | 3 | 9720 | 5.0125 | 12.0288 | 7237.5639 | 0.70455 | 1177.2513 | 130.6265 | 10557.6964 | 1.4587 | 0.00070509 | 1.1186
195 | 0.15625 | 0.049 | 2.2278 | 1.8435 | 3 | 9720 | 3.0675 | 4.1308 | 2507.9861 | 4.2531 | 3553.3283 | 376.7833 | 3660.2346 | 1.4594 | 0.025694 | 291.472
1695 | 2.375 | 0.065 | 1.856 | 1.474 | 1 | 3240 | 8.1938 | 16.1853 | 27540.5212 | 0.68922 | 8752.3338 | 34.3061 | 40200.3025 | 1.4597 | 0.00022491 | 0.00085894
2547 | 1.75 | 0.065 | 2.5584 | 1.4867 | 1 | 3240 | 8.2992 | 12.0748 | 20517.6514 | 0.90103 | 8431.0629 | 46.0206 | 29967.3168 | 1.4606 | 0.00038439 | 0.0032029
2504 | 0.125 | 0.049 | 1.7784 | 2.233 | 4 | 12960 | 2.8311 | 5.2846 | 2531.1919 | 2.8828 | 1926.7736 | 372.9933 | 3697.4258 | 1.4607 | 0.015739 | 4480.8244
2872 | 0.4375 | 0.049 | 2.598 | 1.8675 | 2 | 6480 | 4.9404 | 7.6509 | 6678.205 | 1.553 | 3632.9705 | 141.3382 | 9757.5572 | 1.4611 | 0.0022839 | 0.54048
2146 | 0.0625 | 0.02 | 1.098 | 2.3134 | 5 | 16200 | 1.9989 | 3.4853 | 1265.1504 | 5.4145 | 1809.4382 | 745.9032 | 1848.9199 | 1.4614 | 0.069403 | 5944.4265
79 | 0.0625 | 0.02 | 2.0522 | 2.6221 | 5 | 16200 | 2.4533 | 3.9263 | 1438.1574 | 3.8567 | 1288.8594 | 655.9054 | 2102.613 | 1.462 | 0.035213 | 6757.3161
697 | 0.75 | 0.049 | 1.0173 | 1.5719 | 2 | 6480 | 3.8015 | 10.96 | 9366.9849 | 1.6795 | 6735.2576 | 100.4382 | 13730.9846 | 1.4659 | 0.0026712 | 0.032509
27 | 2 | 0.065 | 1.1926 | 2.96 | 2 | 6480 | 8.7459 | 54.3129 | 49074.3237 | 0.093537 | 1000.2716 | 19.1702 | 71940.3926 | 1.4659 | 8.2849e-06 | 0.00094388
2421 | 0.5 | 0.065 | 0.96305 | 2.2203 | 3 | 9720 | 3.6775 | 15.4071 | 9140.3793 | 0.80659 | 2156.3936 | 102.8239 | 13412.4043 | 1.4674 | 0.0009241 | 0.20392
1610 | 0.6875 | 0.065 | 2.9883 | 2.6769 | 2 | 6480 | 7.738 | 17.0085 | 15180.8395 | 0.35342 | 1299.175 | 61.7684 | 22327.2073 | 1.4707 | 0.00011828 | 0.10752
2676 | 0.09375 | 0.02 | 2.8279 | 2.5563 | 4 | 12960 | 3.0921 | 4.5627 | 2017.6423 | 2.8653 | 1436.2928 | 464.7404 | 2967.4962 | 1.4708 | 0.015548 | 303.2194
604 | 0.75 | 0.035 | 2.0493 | 2.2636 | 2 | 6480 | 6.1607 | 15.7038 | 13678.4593 | 0.52053 | 2087.4378 | 68.4021 | 20161.8738 | 1.474 | 0.00025658 | 0.040123
2471 | 0.625 | 0.083 | 0.96523 | 2.4735 | 3 | 9720 | 4.2342 | 21.3842 | 12697.0126 | 0.48089 | 1607.0472 | 73.5931 | 18739.7364 | 1.4759 | 0.00032847 | 0.095686
43 | 0.0625 | 0.02 | 0.68803 | 2.7009 | 6 | 19440 | 1.8692 | 4.8107 | 1458.9106 | 3.6257 | 1211.653 | 640.1985 | 2154.1994 | 1.4766 | 0.037345 | 4760.2963
2916 | 0.4375 | 0.049 | 2.7268 | 1.9462 | 2 | 6480 | 5.1122 | 7.9657 | 6861.3548 | 1.3859 | 3241.9073 | 136.0546 | 10136.4854 | 1.4773 | 0.0018187 | 0.5553
322 | 0.0625 | 0.02 | 2.0319 | 1.4539 | 3 | 9720 | 2.0566 | 1.4263 | 772.2637 | 25.6693 | 8578.2365 | 1207.1456 | 1142.4597 | 1.4794 | 0.93592 | 10079.3132
764 | 0.21875 | 0.035 | 0.8809 | 2.3751 | 4 | 12960 | 2.6507 | 9.6817 | 4237.2037 | 1.5441 | 1806.0577 | 219.122 | 6293.8245 | 1.4854 | 0.0045155 | 4.6527
428 | 1.5 | 0.065 | 1.3649 | 2.7337 | 2 | 6480 | 7.7164 | 37.6759 | 33042.9997 | 0.15705 | 1259.5984 | 28.0921 | 49092.6875 | 1.4857 | 2.3356e-05 | 0.0029415
2712 | 0.09375 | 0.02 | 1.967 | 1.6381 | 3 | 9720 | 2.3191 | 2.2864 | 1248.3443 | 11.2947 | 5661.7375 | 742.8207 | 1856.5923 | 1.4872 | 0.1812 | 333.5221
2257 | 0.0625 | 0.028 | 0.62075 | 2.5087 | 6 | 19440 | 1.8308 | 4.4812 | 1441.3424 | 4.1373 | 1382.6171 | 642.1871 | 2147.5287 | 1.49 | 0.048627 | 675225.9693
1061 | 0.375 | 0.083 | 2.5977 | 1.7291 | 2 | 6480 | 4.4452 | 6.109 | 5271.6733 | 2.3409 | 4693.7523 | 175.3154 | 7866.4794 | 1.4922 | 0.0051891 | 3.4657
1747 | 0.25 | 0.016 | 1.2753 | 1.9821 | 3 | 9720 | 2.9336 | 6.9767 | 3890.444 | 2.3547 | 3147.5993 | 237.2641 | 5812.5745 | 1.4941 | 0.0078756 | 1.4405
2644 | 0.0625 | 0.028 | 1.1822 | 2.7929 | 6 | 19440 | 2.1516 | 4.9685 | 1587.9487 | 3.1601 | 1056.0444 | 580.1885 | 2377.0125 | 1.4969 | 0.028369 | 743906.6285
2212 | 0.375 | 0.049 | 1.2038 | 2.2369 | 3 | 9720 | 3.54 | 11.6857 | 6666.7662 | 1.091 | 2187.6057 | 137.811 | 10007.2948 | 1.5011 | 0.0016907 | 0.63131
681 | 0.3125 | 0.035 | 2.465 | 1.6143 | 2 | 6480 | 3.8239 | 4.7927 | 3919.9299 | 3.7366 | 6243.464 | 233.9879 | 5893.9587 | 1.5036 | 0.013221 | 1.7062
1294 | 0.5 | 0.12 | 0.91787 | 2.2011 | 3 | 9720 | 3.5743 | 15.2753 | 8951.634 | 0.83678 | 2237.1003 | 102.4314 | 13463.7871 | 1.5041 | 0.00099457 | 0.81906
1035 | 0.875 | 0.049 | 1.0938 | 1.8044 | 2 | 6480 | 4.3931 | 14.6173 | 12189.4065 | 0.91754 | 4292.7784 | 75.2222 | 18333.8945 | 1.5041 | 0.00079721 | 0.017978
42 | 0.4375 | 0.049 | 1.4807 | 2.6451 | 3 | 9720 | 4.4378 | 16.0523 | 9213.6162 | 0.59359 | 1388.5825 | 99.5056 | 13859.6733 | 1.5043 | 0.00050049 | 0.33141
861 | 1 | 0.065 | 2.0124 | 2.7548 | 2 | 6480 | 7.6098 | 25.3695 | 21768.7788 | 0.23553 | 1259.3675 | 42.0533 | 32794.4312 | 1.5065 | 5.2531e-05 | 0.017874
1784 | 0.15625 | 0.049 | 0.81606 | 2.7571 | 5 | 16200 | 2.4476 | 10.0281 | 3589.9512 | 1.4263 | 1191.599 | 254.7324 | 5413.9764 | 1.5081 | 0.0048158 | 150.1975
2745 | 2.375 | 0.065 | 0.69175 | 2.4562 | 2 | 6480 | 6.4836 | 53.5221 | 45183.6617 | 0.13674 | 1736.4144 | 20.1809 | 68337.7733 | 1.5124 | 1.7705e-05 | 0.0003523
2035 | 0.125 | 0.035 | 2.8486 | 1.9844 | 3 | 9720 | 3.104 | 3.5822 | 2023.0405 | 4.5178 | 3019.5389 | 450.6975 | 3059.9579 | 1.5126 | 0.028991 | 369.7594
1464 | 0.125 | 0.035 | 2.652 | 2.8623 | 4 | 12960 | 3.4969 | 6.7233 | 2936.7289 | 1.6451 | 1099.4988 | 310.2476 | 4445.2089 | 1.5137 | 0.0051252 | 301.9263
1749 | 0.875 | 0.12 | 0.82396 | 2.82 | 3 | 9720 | 4.7723 | 34.0246 | 19496.7631 | 0.25355 | 1186.2342 | 46.5749 | 29610.6818 | 1.5187 | 9.1312e-05 | 0.028651
2629 | 2.125 | 0.065 | 2.7379 | 1.8749 | 1 | 3240 | 10.3428 | 18.3955 | 30205.2023 | 0.34046 | 3868.3682 | 30.0467 | 45899.1153 | 1.5196 | 5.4881e-05 | 0.0016884
1149 | 2.25 | 0.065 | 2.0256 | 1.5838 | 1 | 3240 | 8.4217 | 16.4722 | 26715.6379 | 0.57689 | 6940.3396 | 33.9626 | 40606.8452 | 1.52 | 0.00015757 | 0.001106
2670 | 0.3125 | 0.035 | 2.9619 | 1.786 | 2 | 6480 | 4.2972 | 5.2834 | 4280.3816 | 2.6743 | 4468.5006 | 211.5309 | 6519.6867 | 1.5232 | 0.0067723 | 1.8631
1093 | 2.5 | 0.065 | 1.7898 | 1.5715 | 1 | 3240 | 8.2951 | 18.1425 | 29298.3705 | 0.53731 | 7182.3406 | 30.8782 | 44663.1012 | 1.5244 | 0.00013669 | 0.00069892
381 | 1.375 | 0.049 | 2.8029 | 1.4298 | 1 | 3240 | 7.3495 | 9.1686 | 14530.1059 | 1.4406 | 10591.1455 | 62.1676 | 22183.8346 | 1.5267 | 0.00098257 | 0.0074769
2555 | 0.3125 | 0.028 | 2.2343 | 1.594 | 2 | 6480 | 3.6042 | 4.735 | 3752.6418 | 4.036 | 6743.7547 | 240.153 | 5742.6527 | 1.5303 | 0.015425 | 1.305
977 | 2 | 0.12 | 1.8026 | 1.3721 | 1 | 3240 | 6.9702 | 12.7264 | 20210.3748 | 1.1964 | 12794.1107 | 44.5537 | 30953.9849 | 1.5316 | 0.00067771 | 0.0019816
1010 | 0.0625 | 0.028 | 2.8502 | 2.894 | 5 | 16200 | 2.8334 | 4.3148 | 1582.8541 | 3.0011 | 1002.9222 | 568.6967 | 2425.0453 | 1.5321 | 0.021322 | 1067788.7347
2897 | 0.1875 | 0.035 | 1.8318 | 2.0566 | 3 | 9720 | 3.0463 | 5.4692 | 2995.0361 | 2.8429 | 2850.1875 | 300.2587 | 4593.0895 | 1.5336 | 0.01148 | 17.5196
355 | 0.625 | 0.083 | 1.9158 | 2.0535 | 2 | 6480 | 5.1256 | 11.9155 | 9822.3396 | 0.86949 | 2905.7009 | 91.4559 | 15079.567 | 1.5352 | 0.0007159 | 0.16655
2614 | 0.3125 | 0.065 | 1.7141 | 2.4585 | 3 | 9720 | 3.925 | 10.7177 | 5995.4242 | 1.0289 | 1719.2107 | 149.5266 | 9223.2097 | 1.5384 | 0.0015037 | 3.6157
682 | 2 | 0.12 | 2.5758 | 1.7461 | 1 | 3240 | 9.3272 | 16.1467 | 25953.5753 | 0.4646 | 4968.4008 | 34.4385 | 40045.7793 | 1.543 | 0.0001022 | 0.0025447
2558 | 0.3125 | 0.083 | 0.8656 | 2.743 | 4 | 12960 | 3.125 | 15.8561 | 6775.4669 | 0.76184 | 1272.9775 | 131.8937 | 10456.2639 | 1.5433 | 0.0010992 | 5.5352
2088 | 0.1875 | 0.035 | 2.67 | 2.4107 | 3 | 9720 | 3.7649 | 6.3797 | 3487.5159 | 1.8287 | 1833.3738 | 256.1397 | 5384.2309 | 1.5439 | 0.0047501 | 20.4004
1463 | 0.5 | 0.02 | 2.6652 | 2.2383 | 2 | 6480 | 5.5378 | 10.4135 | 8359.9866 | 0.8691 | 2323.5122 | 106.8263 | 12909.8878 | 1.5442 | 0.00071526 | 0.17566
2457 | 1.5 | 0.12 | 2.5127 | 1.4163 | 1 | 3240 | 7.2199 | 9.8928 | 15614.1852 | 1.3842 | 11102.0581 | 57.19 | 24114.6295 | 1.5444 | 0.00090721 | 0.0077708
1959 | 0.4375 | 0.049 | 0.65186 | 1.9893 | 3 | 9720 | 2.7799 | 12.1173 | 6562.409 | 1.3858 | 3241.8189 | 136.0533 | 10136.579 | 1.5446 | 0.0027279 | 0.23605
321 | 0.25 | 0.01 | 1.0715 | 1.9806 | 3 | 9720 | 2.7007 | 6.9715 | 3677.6004 | 2.4948 | 3334.8586 | 242.7328 | 5681.6187 | 1.5449 | 0.0088405 | 1.099
987 | 0.75 | 0.035 | 0.80134 | 2.7032 | 3 | 9720 | 4.2238 | 27.9883 | 15208.0082 | 0.34734 | 1392.8841 | 58.4924 | 23577.6841 | 1.5503 | 0.00017136 | 0.019827
166 | 0.3125 | 0.049 | 2.3761 | 1.6403 | 2 | 6480 | 3.7393 | 4.8671 | 3855.494 | 3.6446 | 6089.7447 | 230.3598 | 5986.7887 | 1.5528 | 0.012578 | 2.7414
85 | 0.5 | 0.083 | 2.2628 | 2.0107 | 2 | 6480 | 4.9245 | 9.3729 | 7612.8465 | 1.1693 | 3126.1352 | 116.6106 | 11826.6696 | 1.5535 | 0.0012948 | 0.57551
782 | 1.375 | 0.035 | 2.9378 | 1.5096 | 1 | 3240 | 7.6321 | 9.6701 | 15003.4367 | 1.1768 | 8651.5105 | 59.0914 | 23338.6746 | 1.5556 | 0.00065563 | 0.0070789
1859 | 2.5 | 0.065 | 2.9188 | 2.3053 | 1 | 3240 | 12.5966 | 26.5291 | 42400.2389 | 0.16257 | 2173.099 | 20.8758 | 66062.8943 | 1.5581 | 1.2513e-05 | 0.0010115
450 | 0.3125 | 0.065 | 2.0728 | 2.749 | 3 | 9720 | 4.4375 | 11.9627 | 6580.8206 | 0.7817 | 1306.1563 | 134.4043 | 10260.9456 | 1.5592 | 0.00086795 | 3.9688
100 | 0.125 | 0.02 | 1.6193 | 2.6038 | 4 | 12960 | 2.7099 | 6.1324 | 2457.3541 | 2.2828 | 1525.7621 | 359.4292 | 3836.959 | 1.5614 | 0.0098695 | 44.2874
1835 | 0.1875 | 0.02 | 1.5533 | 1.2558 | 2 | 6480 | 2.3637 | 2.3331 | 1684.8283 | 20.8757 | 20928.9288 | 523.3847 | 2634.9933 | 1.564 | 0.41267 | 8.9299
2874 | 2 | 0.065 | 2.0142 | 1.5214 | 1 | 3240 | 7.6152 | 14.0921 | 21782.1194 | 0.79211 | 8470.7263 | 40.3497 | 34179.1029 | 1.5691 | 0.00029707 | 0.0016758
2917 | 0.15625 | 0.049 | 1.2219 | 2.4813 | 4 | 12960 | 2.6399 | 7.2704 | 3018.3621 | 2.0122 | 1681.1252 | 290.7892 | 4742.663 | 1.5713 | 0.0076684 | 197.3175
2352 | 2 | 0.065 | 2.6562 | 1.8444 | 1 | 3240 | 9.572 | 17.0452 | 26550.1004 | 0.40131 | 4291.5932 | 33.013 | 41774.927 | 1.5734 | 7.6253e-05 | 0.0020426
2713 | 0.6875 | 0.065 | 1.6721 | 2.1021 | 2 | 6480 | 4.9798 | 13.3951 | 10560.262 | 0.77302 | 2841.6274 | 82.9435 | 16627.1741 | 1.5745 | 0.00056585 | 0.074796
1069 | 0.125 | 0.028 | 0.9163 | 2.9518 | 5 | 16200 | 2.3488 | 8.6149 | 2796.6873 | 1.6482 | 1101.609 | 313.0994 | 4404.7202 | 1.575 | 0.0064311 | 74.2874
1141 | 1.25 | 0.065 | 1.6303 | 2.9885 | 2 | 6480 | 7.6874 | 34.339 | 27447.504 | 0.16484 | 1101.7339 | 31.8843 | 43253.7502 | 1.5759 | 2.573e-05 | 0.0065642
2540 | 0.1875 | 0.02 | 2.3538 | 2.4136 | 3 | 9720 | 3.4938 | 6.3871 | 3301.6986 | 1.9277 | 1932.6558 | 264.0274 | 5223.3793 | 1.582 | 0.0052785 | 7.7776
401 | 0.6875 | 0.065 | 0.73148 | 2.5693 | 3 | 9720 | 3.7752 | 24.4077 | 12813.473 | 0.44744 | 1644.7832 | 67.8012 | 20340.5666 | 1.5874 | 0.00028436 | 0.040336
2483 | 2.5 | 0.065 | 1.2788 | 1.3449 | 1 | 3240 | 6.3482 | 15.5522 | 23368.5091 | 1.1163 | 14921.6591 | 37.1683 | 37104.6023 | 1.5878 | 0.00058998 | 0.00055746
2563 | 0.1875 | 0.035 | 1.9559 | 2.222 | 3 | 9720 | 3.1527 | 5.8944 | 3067.9787 | 2.3999 | 2405.9778 | 282.9481 | 4874.0922 | 1.5887 | 0.0081806 | 17.9463
2100 | 0.375 | 0.065 | 0.73941 | 2.9768 | 4 | 12960 | 3.1663 | 20.5948 | 8206.0955 | 0.55463 | 1112.0862 | 105.4305 | 13080.7997 | 1.594 | 0.00058258 | 0.71423
2966 | 0.1875 | 0.049 | 0.97384 | 2.5526 | 4 | 12960 | 2.5891 | 8.9329 | 3575.6285 | 1.6206 | 1624.7592 | 241.7923 | 5703.7179 | 1.5952 | 0.0049741 | 34.9508
1343 | 0.21875 | 0.035 | 1.8552 | 2.3435 | 3 | 9720 | 3.3315 | 7.2114 | 3722.2281 | 1.7991 | 2104.2935 | 231.9717 | 5945.1868 | 1.5972 | 0.0045975 | 7.2661
665 | 2 | 0.065 | 2.3879 | 1.7484 | 1 | 3240 | 8.7544 | 16.1676 | 24557.9483 | 0.48951 | 5234.7291 | 35.1361 | 39250.6588 | 1.5983 | 0.00011345 | 0.0018894
384 | 0.5 | 0.035 | 1.3116 | 2.95 | 3 | 9720 | 4.4742 | 20.411 | 10596.363 | 0.43542 | 1164.0879 | 81.413 | 16939.7325 | 1.5986 | 0.0002693 | 0.1296
542 | 0.28125 | 0.028 | 0.91708 | 2.9527 | 4 | 12960 | 3.0483 | 15.3673 | 5992.8768 | 0.76882 | 1156.1688 | 143.935 | 9581.5151 | 1.5988 | 0.0011194 | 0.97338
1687 | 1.375 | 0.065 | 1.1591 | 2.6224 | 2 | 6480 | 6.3337 | 33.1514 | 25656.6001 | 0.21614 | 1589.0945 | 33.6115 | 41031.0366 | 1.5992 | 4.4239e-05 | 0.0036532
2884 | 0.125 | 0.035 | 2.5754 | 2.0827 | 3 | 9720 | 2.9479 | 3.7508 | 1951.7203 | 4.2576 | 2845.632 | 441.808 | 3121.5259 | 1.5994 | 0.025748 | 356.7239
690 | 0.09375 | 0.02 | 2.2756 | 2.7206 | 4 | 12960 | 2.7765 | 4.8445 | 1873.4267 | 2.7911 | 1399.1295 | 459.996 | 2998.1025 | 1.6003 | 0.014754 | 281.5461
1144 | 1 | 0.083 | 1.7743 | 2.8003 | 2 | 6480 | 6.884 | 25.7864 | 20000.2943 | 0.24987 | 1336.0137 | 42.9946 | 32076.5022 | 1.6038 | 5.912e-05 | 0.019446
1605 | 0.75 | 0.065 | 1.4895 | 2.1352 | 2 | 6480 | 4.8811 | 14.8233 | 11339.886 | 0.69889 | 2802.6953 | 75.7439 | 18207.6151 | 1.6056 | 0.00046253 | 0.048133
2841 | 0.1875 | 0.028 | 1.8451 | 2.2469 | 3 | 9720 | 3.0577 | 5.9584 | 3002.8632 | 2.4029 | 2409.0244 | 284.6879 | 4844.3055 | 1.6132 | 0.0082013 | 11.1971
180 | 1.25 | 0.083 | 1.085 | 2.4097 | 2 | 6480 | 5.6097 | 27.7234 | 21119.1436 | 0.30219 | 2019.7368 | 40.4513 | 34093.2251 | 1.6143 | 8.6473e-05 | 0.0057558
1598 | 2.25 | 0.065 | 2.5449 | 2.0241 | 1 | 3240 | 10.2025 | 21.0015 | 31597.2276 | 0.27805 | 3345.1161 | 27.0356 | 51011.033 | 1.6144 | 3.6605e-05 | 0.0013081
1634 | 0.1875 | 0.035 | 2.5802 | 2.5496 | 3 | 9720 | 3.6879 | 6.737 | 3434.7391 | 1.6903 | 1694.6442 | 248.6262 | 5546.943 | 1.615 | 0.0040584 | 20.0917
2812 | 0.375 | 0.028 | 1.4071 | 2.7108 | 3 | 9720 | 3.8885 | 14.1228 | 7144.508 | 0.7361 | 1475.9471 | 119.3906 | 11551.2895 | 1.6168 | 0.00076963 | 0.38464
398 | 0.625 | 0.035 | 1.369 | 1.8964 | 2 | 6480 | 4.084 | 11.0182 | 8236.0271 | 1.2186 | 4072.3139 | 103.5367 | 13320.0611 | 1.6173 | 0.0014062 | 0.065332
1137 | 0.21875 | 0.035 | 1.0324 | 1.9736 | 3 | 9720 | 2.5086 | 6.1014 | 3064.2756 | 3.0158 | 3527.4427 | 277.7995 | 4964.4269 | 1.6201 | 0.012919 | 5.9817
1724 | 0.28125 | 0.028 | 0.95745 | 2.1051 | 3 | 9720 | 2.7072 | 8.3006 | 4143.944 | 1.9647 | 2954.5358 | 205.3779 | 6715.0144 | 1.6204 | 0.0054827 | 1.1966
449 | 0.21875 | 0.035 | 2.1461 | 2.5472 | 3 | 9720 | 3.6224 | 7.8227 | 3954.8324 | 1.4703 | 1719.7543 | 215.0849 | 6411.9586 | 1.6213 | 0.0030707 | 7.7202
1776 | 0.625 | 0.028 | 1.6686 | 2.1065 | 2 | 6480 | 4.6547 | 12.2189 | 9105.1253 | 0.89299 | 2984.2068 | 93.3976 | 14766.0738 | 1.6217 | 0.00075511 | 0.065375
2242 | 0.3125 | 0.065 | 1.942 | 2.8368 | 3 | 9720 | 4.2506 | 12.3391 | 6367.3271 | 0.76928 | 1285.4091 | 133.5516 | 10326.4627 | 1.6218 | 0.00084059 | 3.84
839 | 1.5 | 0.049 | 1.1705 | 2.8593 | 2 | 6480 | 6.8275 | 39.3988 | 29793.9207 | 0.16241 | 1302.5882 | 28.5035 | 48384.0156 | 1.624 | 2.4977e-05 | 0.0024183
1292 | 0.6875 | 0.065 | 0.63087 | 2.5111 | 3 | 9720 | 3.459 | 23.8589 | 12018.866 | 0.49539 | 1821.0549 | 70.5045 | 19560.6699 | 1.6275 | 0.00034858 | 0.037834
2606 | 0.0625 | 0.02 | 2.5207 | 2.4861 | 4 | 12960 | 2.4364 | 3.0216 | 1145.3602 | 5.2857 | 1766.3802 | 739.3177 | 1865.3891 | 1.6286 | 0.052912 | 8408.7208
2499 | 0.4375 | 0.049 | 1.1056 | 2.629 | 3 | 9720 | 3.6875 | 15.956 | 8013.7969 | 0.68919 | 1612.2015 | 105.5172 | 13070.055 | 1.6309 | 0.00067466 | 0.28825
1335 | 0.875 | 0.065 | 1.4352 | 2.3409 | 2 | 6480 | 5.3037 | 18.9098 | 14130.9414 | 0.47481 | 2221.4239 | 59.8128 | 23057.2115 | 1.6317 | 0.00021348 | 0.02466
1063 | 0.09375 | 0.02 | 1.0048 | 2.3156 | 4 | 12960 | 2.0502 | 4.1501 | 1541.616 | 4.436 | 2223.6418 | 547.7099 | 2517.9665 | 1.6333 | 0.037267 | 231.6802
2639 | 0.15625 | 0.035 | 1.5729 | 2.9404 | 4 | 12960 | 2.9742 | 8.5823 | 3272.9195 | 1.4167 | 1183.5597 | 257.8578 | 5348.355 | 1.6341 | 0.0038009 | 44.512
304 | 0.3125 | 0.035 | 0.78135 | 2.0707 | 3 | 9720 | 2.5923 | 9.0555 | 4473.24 | 1.8785 | 3138.8392 | 188.3956 | 7320.3146 | 1.6365 | 0.0050124 | 0.86537
125 | 0.125 | 0.035 | 1.2395 | 2.5325 | 4 | 12960 | 2.4205 | 5.9693 | 2281.0208 | 2.5737 | 1720.1939 | 369.2664 | 3734.7431 | 1.6373 | 0.012545 | 234.5127
1213 | 2 | 0.12 | 2.6555 | 1.9553 | 1 | 3240 | 9.5701 | 18.0595 | 26545.4066 | 0.35478 | 3793.9606 | 31.5977 | 43646.0945 | 1.6442 | 5.9595e-05 | 0.0026027
2235 | 0.1875 | 0.035 | 1.7122 | 1.3273 | 2 | 6480 | 2.4546 | 2.4557 | 1726.3396 | 15.9225 | 15963.0743 | 485.1391 | 2842.7211 | 1.6467 | 0.24007 | 22.7212
536 | 0.21875 | 0.035 | 0.98302 | 2.8929 | 4 | 12960 | 2.7869 | 11.753 | 4382.3802 | 1.0846 | 1268.5681 | 190.9314 | 7223.0926 | 1.6482 | 0.0022278 | 4.8121
1334 | 0.25 | 0.01 | 1.3271 | 2.3388 | 3 | 9720 | 2.9928 | 8.1997 | 3944.5355 | 1.7037 | 2277.3998 | 212.0874 | 6502.5795 | 1.6485 | 0.0041229 | 1.1787
2288 | 0.375 | 0.01 | 1.5658 | 1.6699 | 2 | 6480 | 3.2657 | 5.9061 | 4193.8449 | 3.2024 | 6421.0721 | 199.3378 | 6918.4815 | 1.6497 | 0.009711 | 0.33123
2201 | 0.375 | 0.01 | 1.543 | 2.9589 | 3 | 9720 | 4.1215 | 15.3993 | 7463.8254 | 0.61534 | 1233.8244 | 111.585 | 12359.3288 | 1.6559 | 0.00053783 | 0.26199
822 | 2 | 0.12 | 0.79311 | 2.7603 | 2 | 6480 | 6.3108 | 50.6595 | 37207.1973 | 0.13737 | 1469.0316 | 22.3763 | 61632.7734 | 1.6565 | 1.787e-05 | 0.00091202
2182 | 2.25 | 0.065 | 0.72732 | 2.8285 | 2 | 6480 | 6.464 | 58.3743 | 42697.9388 | 0.11524 | 1386.3591 | 19.492 | 70752.9657 | 1.6571 | 1.2575e-05 | 0.00044192
2383 | 0.28125 | 0.028 | 2.2045 | 1.697 | 2 | 6480 | 3.3658 | 4.5442 | 3214.0287 | 4.0163 | 6039.7739 | 258.0571 | 5344.2256 | 1.6628 | 0.015275 | 2.0881
2284 | 0.1875 | 0.035 | 1.8549 | 2.34 | 3 | 9720 | 3.0661 | 6.1978 | 3008.643 | 2.2317 | 2237.3913 | 275.66 | 5002.957 | 1.6629 | 0.0070743 | 17.5992
2415 | 1.5 | 0.095 | 0.88845 | 2.503 | 2 | 6480 | 5.538 | 34.5118 | 25080.7145 | 0.23866 | 1914.1736 | 33.0457 | 41733.5229 | 1.664 | 5.3938e-05 | 0.0026707
1697 | 0.21875 | 0.035 | 1.7521 | 2.4473 | 3 | 9720 | 3.2283 | 7.5228 | 3639.7724 | 1.7079 | 1997.6568 | 227.5581 | 6060.4967 | 1.6651 | 0.0041433 | 7.1052
1410 | 2 | 0.065 | 0.67648 | 2.5477 | 2 | 6480 | 5.5998 | 46.7727 | 33742.3281 | 0.17228 | 1842.3229 | 24.5042 | 56280.8718 | 1.668 | 2.8105e-05 | 0.00064899
46 | 0.09375 | 0.02 | 1.29 | 2.5127 | 4 | 12960 | 2.2132 | 4.488 | 1616.0933 | 3.6803 | 1844.8305 | 511.4037 | 2696.7252 | 1.6687 | 0.025652 | 242.873
2469 | 0.5 | 0.083 | 1.0767 | 2.8323 | 3 | 9720 | 3.9373 | 19.6042 | 9615.1946 | 0.51066 | 1365.2374 | 85.9536 | 16044.8746 | 1.6687 | 0.00037041 | 0.32306
1756 | 0.625 | 0.083 | 0.92719 | 1.6469 | 2 | 6480 | 3.2423 | 9.5919 | 6954.1471 | 2 | 6683.7988 | 118.8344 | 11605.3525 | 1.6688 | 0.0037879 | 0.11792
1750 | 0.375 | 0.049 | 0.99599 | 2.458 | 3 | 9720 | 3.1836 | 12.8228 | 6178.3149 | 0.99877 | 2002.6402 | 133.3863 | 10339.2592 | 1.6735 | 0.0014169 | 0.58505
1510 | 0.28125 | 0.028 | 0.78575 | 2.1031 | 3 | 9720 | 2.4864 | 8.2929 | 3916.9796 | 2.0823 | 3131.3944 | 209.5277 | 6582.0189 | 1.6804 | 0.0061588 | 1.131
859 | 2 | 0.065 | 0.75653 | 2.762 | 2 | 6480 | 6.0878 | 50.6906 | 36120.5014 | 0.14137 | 1511.7692 | 22.6904 | 60779.6766 | 1.6827 | 1.8924e-05 | 0.00069473
131 | 0.375 | 0.01 | 2.2303 | 2.0008 | 2 | 6480 | 4.0252 | 7.0406 | 4887.8513 | 1.8393 | 3687.9434 | 167.6762 | 8224.8705 | 1.6827 | 0.0032035 | 0.38604
2637 | 0.28125 | 0.028 | 1.0348 | 2.2871 | 3 | 9720 | 2.8067 | 9.0027 | 4246.2156 | 1.6462 | 2475.6195 | 192.9601 | 7147.1528 | 1.6832 | 0.0038493 | 1.2261
1329 | 2.5 | 0.065 | 2.6846 | 2.4376 | 1 | 3240 | 11.7041 | 28.0419 | 39681.8734 | 0.15771 | 2108.1899 | 20.6414 | 66813.0901 | 1.6837 | 1.1777e-05 | 0.00094662
1077 | 0.15625 | 0.035 | 0.66174 | 2.4666 | 4 | 12960 | 2.1063 | 7.2284 | 2612.0566 | 2.3485 | 1962.0717 | 313.3965 | 4400.5446 | 1.6847 | 0.010446 | 35.5242
1968 | 0.09375 | 0.02 | 1.5634 | 2.668 | 4 | 12960 | 2.3695 | 4.7543 | 1687.4656 | 3.1964 | 1602.2635 | 484.8277 | 2844.5471 | 1.6857 | 0.019349 | 253.5991
1560 | 0.25 | 0.035 | 0.72547 | 1.9933 | 3 | 9720 | 2.3052 | 7.0149 | 3316.2178 | 2.7314 | 3651.1896 | 246.666 | 5591.0234 | 1.686 | 0.010597 | 2.6417
2721 | 0.25 | 0.016 | 1.0424 | 2.2375 | 3 | 9720 | 2.6674 | 7.8525 | 3647.2031 | 1.9933 | 2664.57 | 223.8513 | 6160.8552 | 1.6892 | 0.0056439 | 1.3504
1227 | 0.875 | 0.065 | 0.91241 | 1.9549 | 2 | 6480 | 3.9094 | 15.8213 | 11158.1532 | 0.84439 | 3950.5286 | 73.0411 | 18881.3594 | 1.6922 | 0.00067516 | 0.019472
2914 | 2 | 0.065 | 0.79038 | 2.8739 | 2 | 6480 | 6.2942 | 52.7388 | 37126.1201 | 0.12932 | 1382.9157 | 21.8996 | 62974.3974 | 1.6962 | 1.5836e-05 | 0.00071407
60 | 1 | 0.035 | 0.65591 | 1.8156 | 2 | 6480 | 3.4752 | 16.7823 | 11694.2137 | 0.94325 | 5043.478 | 69.4479 | 19858.2776 | 1.6981 | 0.00084251 | 0.0073536
2600 | 0.0625 | 0.02 | 1.3674 | 1.6534 | 3 | 9720 | 1.8667 | 1.5974 | 728.8866 | 18.8904 | 6312.8552 | 1114.1797 | 1237.7852 | 1.6982 | 0.50687 | 9513.1705
1017 | 0.28125 | 0.028 | 2.359 | 1.801 | 2 | 6480 | 3.4982 | 4.8118 | 3304.7755 | 3.3986 | 5110.9301 | 245.5143 | 5617.2507 | 1.6997 | 0.010938 | 2.1471
2098 | 0.1875 | 0.028 | 0.882 | 1.9719 | 3 | 9720 | 2.2321 | 5.2512 | 2437.0546 | 3.7986 | 3808.2934 | 332.9298 | 4142.3607 | 1.6997 | 0.020496 | 9.0873
15 | 1.5 | 0.095 | 1.9335 | 1.3671 | 1 | 3240 | 5.896 | 9.5554 | 13194.5918 | 1.8576 | 14898.6719 | 61.4816 | 22431.3513 | 1.7 | 0.0016338 | 0.00562
1665 | 0.25 | 0.028 | 2.1516 | 1.6576 | 2 | 6480 | 3.1155 | 3.9693 | 2704.4121 | 5.0588 | 6762.2045 | 299.2285 | 4608.9028 | 1.7042 | 0.024233 | 3.5924
280 | 0.0625 | 0.028 | 2.3853 | 1.6279 | 3 | 9720 | 2.1576 | 1.5755 | 795.3364 | 18.0171 | 6021.0023 | 1017.4622 | 1355.4462 | 1.7042 | 0.46109 | 1490365.5311
1525 | 0.25 | 0.02 | 1.7193 | 1.5502 | 2 | 6480 | 2.7861 | 3.7238 | 2503.7584 | 6.5307 | 8729.7513 | 322.7432 | 4273.1043 | 1.7067 | 0.040387 | 2.4223
2276 | 0.25 | 0.028 | 2.1535 | 2.9683 | 3 | 9720 | 3.9374 | 10.3583 | 4807.6476 | 0.95077 | 1270.9257 | 168.0687 | 8205.663 | 1.7068 | 0.001284 | 2.8383
1162 | 0.09375 | 0.02 | 2.2042 | 2.9935 | 4 | 12960 | 2.7357 | 5.3124 | 1854.7914 | 2.4332 | 1219.6996 | 435.6218 | 3165.8548 | 1.7069 | 0.011213 | 278.7455
293 | 0.125 | 0.049 | 0.65868 | 2.2536 | 4 | 12960 | 1.9779 | 5.3318 | 2011.4342 | 3.568 | 2384.7047 | 401.6367 | 3433.7377 | 1.7071 | 0.02411 | 3560.727
634 | 0.6875 | 0.065 | 2.2252 | 2.8199 | 2 | 6480 | 6.139 | 17.9071 | 12502.1943 | 0.39543 | 1453.6105 | 64.5999 | 21348.5745 | 1.7076 | 0.00014807 | 0.088551
2258 | 0.15625 | 0.049 | 2.1494 | 2.3188 | 3 | 9720 | 3.0115 | 5.1495 | 2475.9729 | 2.7553 | 2301.9728 | 325.8303 | 4232.6185 | 1.7095 | 0.010784 | 287.7515
362 | 0.625 | 0.02 | 0.76746 | 2.8764 | 3 | 9720 | 3.669 | 24.8383 | 11406.028 | 0.42037 | 1404.7998 | 70.524 | 19555.2632 | 1.7145 | 0.000251 | 0.032577
2116 | 2.25 | 0.065 | 1.6662 | 1.6343 | 1 | 3240 | 7.1896 | 16.9917 | 23337.975 | 0.60781 | 7312.2593 | 34.467 | 40012.6663 | 1.7145 | 0.00017491 | 0.00096617
1480 | 0.125 | 0.02 | 2.8101 | 2.4833 | 3 | 9720 | 3.082 | 4.4376 | 2013.0004 | 3.0132 | 2013.9012 | 399.4248 | 3452.7535 | 1.7152 | 0.012896 | 64.4961
1281 | 0.5 | 0.028 | 1.3764 | 1.8744 | 2 | 6480 | 3.5737 | 8.75 | 5967.0646 | 1.7243 | 4609.7525 | 134.6509 | 10242.1565 | 1.7164 | 0.0028153 | 0.14445
2514 | 0.6875 | 0.065 | 2.0006 | 2.6659 | 2 | 6480 | 5.6683 | 16.939 | 11713.6664 | 0.46107 | 1694.8829 | 68.5919 | 20106.0902 | 1.7165 | 0.0002013 | 0.082966
522 | 0.4375 | 0.049 | 2.2102 | 2.1805 | 2 | 6480 | 4.4233 | 8.9031 | 6126.9187 | 1.2439 | 2909.8489 | 131.1073 | 10518.9837 | 1.7168 | 0.0014652 | 0.49586
526 | 2 | 0.12 | 0.81396 | 2.9746 | 2 | 6480 | 6.4379 | 54.5797 | 37826.6801 | 0.12045 | 1288.1101 | 21.2295 | 64962.3247 | 1.7174 | 1.3739e-05 | 0.0009272
1473 | 0.625 | 0.12 | 2.5208 | 2.8465 | 2 | 6480 | 6.2781 | 16.4477 | 11577.419 | 0.42086 | 1406.4458 | 69.3445 | 19887.8789 | 1.7178 | 0.00016773 | 0.39659
1741 | 0.1875 | 0.049 | 0.72429 | 1.8637 | 3 | 9720 | 2.0969 | 4.973 | 2344.4061 | 4.4431 | 4454.4417 | 341.8064 | 4034.7844 | 1.721 | 0.028041 | 40.7394
2142 | 0.375 | 0.02 | 2.6314 | 2.2399 | 2 | 6480 | 4.4837 | 7.8605 | 5306.8693 | 1.3674 | 2741.6986 | 150.9461 | 9136.4734 | 1.7216 | 0.0017705 | 0.52855
1051 | 0.15625 | 0.035 | 0.81223 | 1.8689 | 3 | 9720 | 2.0562 | 4.1852 | 1930.4498 | 5.364 | 4481.3783 | 414.5899 | 3326.4566 | 1.7232 | 0.040868 | 46.6743
2892 | 0.4375 | 0.049 | 2.7284 | 2.4639 | 2 | 6480 | 5.1144 | 10.0369 | 6863.6398 | 0.89541 | 2094.6263 | 116.5285 | 11835.0066 | 1.7243 | 0.00075922 | 0.55549
2095 | 1.375 | 0.049 | 2.2054 | 1.4397 | 1 | 3240 | 6.0974 | 9.2305 | 12432.5562 | 1.6459 | 12100.8695 | 64.2409 | 21467.8799 | 1.7267 | 0.0012827 | 0.0063975
663 | 0.0625 | 0.02 | 2.2517 | 1.8394 | 3 | 9720 | 2.1194 | 1.7568 | 786.6103 | 13.6263 | 4553.6863 | 1014.8193 | 1358.9761 | 1.7276 | 0.26374 | 10266.5598
1319 | 0.5 | 0.12 | 0.85805 | 2.6706 | 3 | 9720 | 3.4375 | 18.4952 | 8701.7295 | 0.61889 | 1654.5785 | 91.6383 | 15049.5505 | 1.7295 | 0.00054405 | 0.79619
980 | 3 | 0.065 | 2.5882 | 2.8594 | 1 | 3240 | 13.309 | 39.4 | 53484.1828 | 0.090467 | 1451.1706 | 14.8979 | 92571.162 | 1.7308 | 3.875e-06 | 0.00049442
2732 | 0.0625 | 0.02 | 2.5931 | 1.9095 | 3 | 9720 | 2.217 | 1.8169 | 808.8973 | 12.2289 | 4086.6911 | 982.1063 | 1404.2423 | 1.736 | 0.21242 | 10557.4415
1637 | 0.125 | 0.035 | 1.6962 | 2.0819 | 3 | 9720 | 2.4454 | 3.7494 | 1722.1372 | 4.8289 | 3227.4679 | 460.7457 | 2993.2244 | 1.7381 | 0.033121 | 314.7621
554 | 0.375 | 0.01 | 2.0546 | 2.0267 | 2 | 6480 | 3.8244 | 7.1294 | 4704.4211 | 1.8628 | 3735.12 | 168.3865 | 8190.1763 | 1.741 | 0.0032859 | 0.37155
2989 | 0.15625 | 0.035 | 2.0493 | 2.4294 | 3 | 9720 | 2.94 | 5.3865 | 2435.1425 | 2.5848 | 2159.4901 | 324.5719 | 4249.028 | 1.7449 | 0.00949 | 58.8767
2971 | 0.15625 | 0.049 | 2.2298 | 2.4344 | 3 | 9720 | 3.0689 | 5.3973 | 2508.8044 | 2.5001 | 2088.6923 | 314.7979 | 4380.9544 | 1.7462 | 0.008878 | 291.5671
257 | 0.1875 | 0.02 | 1.9646 | 1.5175 | 2 | 6480 | 2.5988 | 2.7817 | 1792.2323 | 9.7006 | 9725.357 | 440.309 | 3132.153 | 1.7476 | 0.089109 | 9.4991
2574 | 0.25 | 0.028 | 1.9866 | 2.9776 | 3 | 9720 | 3.7466 | 10.3902 | 4633.3335 | 0.9819 | 1312.5342 | 170.2607 | 8100.0197 | 1.7482 | 0.0013694 | 2.7354
1945 | 0.125 | 0.049 | 1.5278 | 2.8586 | 4 | 12960 | 2.6402 | 6.7147 | 2414.8743 | 2.0046 | 1339.789 | 326.3598 | 4225.7504 | 1.7499 | 0.0076102 | 4274.914
648 | 0.125 | 0.028 | 2.7518 | 2.5081 | 3 | 9720 | 3.0487 | 4.4801 | 1997.7713 | 2.9862 | 1995.8915 | 394.2187 | 3498.3506 | 1.7511 | 0.012667 | 147.4059
1636 | 0.0625 | 0.02 | 0.77234 | 2.2847 | 4 | 12960 | 1.7703 | 2.7914 | 942.4678 | 7.4309 | 2483.2656 | 834.9057 | 1651.8216 | 1.7527 | 0.10458 | 6919.1754
735 | 0.875 | 0.065 | 1.337 | 2.5208 | 2 | 6480 | 5.0417 | 20.3488 | 13572.2825 | 0.43589 | 2039.3483 | 57.9459 | 23800.0598 | 1.7536 | 0.00017992 | 0.023685
619 | 0.1875 | 0.02 | 0.8613 | 2.0893 | 3 | 9720 | 2.2144 | 5.5531 | 2424.8968 | 3.4061 | 3414.8006 | 323.319 | 4265.4934 | 1.759 | 0.016479 | 5.7121
778 | 2.25 | 0.065 | 0.61334 | 2.8112 | 2 | 6480 | 5.6823 | 58.0168 | 38412.1602 | 0.12932 | 1555.8233 | 20.4059 | 67584.2172 | 1.7594 | 1.5837e-05 | 0.00039756
2233 | 0.375 | 0.035 | 1.9469 | 1.9878 | 2 | 6480 | 3.7013 | 6.9962 | 4591.9018 | 1.9835 | 3977.1093 | 170.3283 | 8096.804 | 1.7633 | 0.0037255 | 0.66561
1725 | 0.0625 | 0.02 | 2.7287 | 2.8997 | 4 | 12960 | 2.5156 | 3.4944 | 1169.503 | 4.0496 | 1353.299 | 668.4648 | 2063.1083 | 1.7641 | 0.031058 | 8585.966
786 | 0.5 | 0.049 | 1.9233 | 2.283 | 2 | 6480 | 4.4071 | 10.6178 | 6982.4995 | 1.0043 | 2684.963 | 111.7465 | 12341.4595 | 1.7675 | 0.0009551 | 0.25153
941 | 0.625 | 0.083 | 0.7617 | 2.9781 | 3 | 9720 | 3.6526 | 25.7098 | 11368.449 | 0.40008 | 1337.0074 | 68.457 | 20145.7288 | 1.7721 | 0.00022736 | 0.085673
886 | 0.09375 | 0.02 | 0.89731 | 2.5919 | 4 | 12960 | 1.9888 | 4.6239 | 1513.5535 | 3.734 | 1871.7765 | 514.1791 | 2682.169 | 1.7721 | 0.026406 | 227.4629
874 | 0.09375 | 0.02 | 2.3765 | 2.2351 | 3 | 9720 | 2.4946 | 3.0541 | 1308.4943 | 5.5669 | 2790.5465 | 593.3556 | 2324.2641 | 1.7763 | 0.044019 | 349.5925
2290 | 0.3125 | 0.049 | 0.70459 | 2.2656 | 3 | 9720 | 2.4827 | 9.8909 | 4347.9862 | 1.635 | 2731.9319 | 178.3882 | 7730.9777 | 1.7781 | 0.003797 | 1.3741
1629 | 2 | 0.065 | 2.723 | 2.2685 | 1 | 3240 | 9.7758 | 20.9229 | 27046.6772 | 0.26224 | 2804.3847 | 28.5996 | 48221.4625 | 1.7829 | 3.2561e-05 | 0.0020808
1936 | 2.5 | 0.065 | 1.5292 | 1.7557 | 1 | 3240 | 7.3021 | 20.2477 | 26273.9093 | 0.45313 | 6057.1477 | 29.397 | 46913.391 | 1.7856 | 9.7216e-05 | 0.00062677
979 | 0.4375 | 0.049 | 0.90425 | 2.8038 | 3 | 9720 | 3.2847 | 17.0051 | 7369.7032 | 0.67678 | 1583.19 | 104.7752 | 13162.6058 | 1.786 | 0.0006506 | 0.26509
946 | 2 | 0.12 | 0.7248 | 2.9597 | 2 | 6480 | 5.8944 | 54.3073 | 35177.9951 | 0.13051 | 1395.6262 | 21.9247 | 62902.4248 | 1.7881 | 1.6128e-05 | 0.00086228
1879 | 0.21875 | 0.035 | 1.6104 | 2.6616 | 3 | 9720 | 3.0866 | 8.1659 | 3526.4167 | 1.5354 | 1795.9124 | 218.6555 | 6307.2516 | 1.7886 | 0.0033487 | 6.8839
1029 | 1 | 0.083 | 2.8961 | 1.4485 | 1 | 3240 | 5.8897 | 6.8026 | 8788.7272 | 2.2825 | 12204.2445 | 87.7206 | 15721.6788 | 1.7888 | 0.0024666 | 0.034181
1729 | 2.25 | 0.065 | 1.8618 | 1.887 | 1 | 3240 | 7.8602 | 19.5916 | 25176.3105 | 0.40288 | 4846.9302 | 30.5131 | 45197.4502 | 1.7952 | 7.6851e-05 | 0.0010423
800 | 2.375 | 0.065 | 1.6935 | 1.8401 | 1 | 3240 | 7.6058 | 20.1604 | 25838.8547 | 0.41449 | 5263.5581 | 29.6597 | 46498.0246 | 1.7995 | 8.1342e-05 | 0.00080586
2279 | 0.0625 | 0.02 | 2.5287 | 2.0123 | 3 | 9720 | 2.1986 | 1.905 | 804.6965 | 11.0449 | 3691.008 | 951.4972 | 1449.416 | 1.8012 | 0.17327 | 10502.6149
445 | 0.1875 | 0.049 | 2.166 | 2.78 | 3 | 9720 | 3.3328 | 7.3295 | 3191.3694 | 1.5838 | 1587.8381 | 239.6887 | 5753.7777 | 1.8029 | 0.003563 | 55.4573
213 | 0.0625 | 0.028 | 2.7235 | 2.7681 | 4 | 12960 | 2.5137 | 3.344 | 1168.8961 | 4.3532 | 1454.7575 | 654.2446 | 2107.9504 | 1.8034 | 0.035889 | 1232084.213
330 | 0.28125 | 0.028 | 1.944 | 1.8206 | 2 | 6480 | 3.1425 | 4.862 | 3060.9468 | 3.5821 | 5386.8455 | 249.4545 | 5528.524 | 1.8061 | 0.012151 | 1.9887
1013 | 0.375 | 0.01 | 2.1421 | 2.2023 | 2 | 6480 | 3.9245 | 7.7317 | 4795.8273 | 1.5604 | 3128.6674 | 158.5796 | 8696.6748 | 1.8134 | 0.0023055 | 0.37877
1877 | 0.6875 | 0.065 | 2.0345 | 2.9558 | 2 | 6480 | 5.7392 | 18.7615 | 11832.4765 | 0.38878 | 1429.1637 | 64.1674 | 21492.4502 | 1.8164 | 0.00014313 | 0.083807
2037 | 0.28125 | 0.028 | 1.912 | 1.8267 | 2 | 6480 | 3.1151 | 4.8779 | 3042.1673 | 3.5772 | 5379.5082 | 249.3522 | 5530.7914 | 1.818 | 0.012117 | 1.9765
1221 | 0.21875 | 0.035 | 1.2258 | 1.4522 | 2 | 6480 | 2.2933 | 3.0848 | 1928.1244 | 10.3186 | 12069.1111 | 393.287 | 3506.6381 | 1.8187 | 0.10082 | 8.4687
2473 | 0.15625 | 0.049 | 2.2678 | 1.465 | 2 | 6480 | 2.556 | 2.2731 | 1477.2501 | 13.0982 | 10942.9839 | 513.2947 | 2686.7903 | 1.8188 | 0.16246 | 386.2853
2948 | 0.0625 | 0.02 | 1.2657 | 2.5922 | 4 | 12960 | 1.9582 | 3.1429 | 999.7177 | 5.6522 | 1888.8819 | 757.7219 | 1820.0811 | 1.8206 | 0.060505 | 7339.479
796 | 2 | 0.065 | 2.696 | 2.3278 | 1 | 3240 | 9.6933 | 21.4654 | 26845.7342 | 0.2524 | 2699.1427 | 28.2146 | 48879.5167 | 1.8208 | 3.0163e-05 | 0.0020654
2221 | 0.28125 | 0.028 | 2.8813 | 2.2058 | 2 | 6480 | 3.946 | 5.8527 | 3611.6097 | 2.066 | 3106.9055 | 208.9655 | 6599.7284 | 1.8274 | 0.0040419 | 2.3464
76 | 2.375 | 0.065 | 2.4975 | 2.5242 | 1 | 3240 | 10.5157 | 27.589 | 34259.0127 | 0.1723 | 2188.0157 | 22.0272 | 62609.6121 | 1.8275 | 1.4056e-05 | 0.0010685
119 | 2.5 | 0.065 | 1.6022 | 1.8787 | 1 | 3240 | 7.5804 | 21.6531 | 27121.662 | 0.37754 | 5046.6551 | 27.8197 | 49573.3977 | 1.8278 | 6.7485e-05 | 0.00064699
1612 | 1.375 | 0.065 | 0.67654 | 2.3918 | 2 | 6480 | 4.3114 | 30.2519 | 18880.9918 | 0.34237 | 2517.1491 | 39.9589 | 34513.3498 | 1.8279 | 0.000111 | 0.0026885
2487 | 0.0625 | 0.02 | 1.7386 | 1.9187 | 3 | 9720 | 1.9728 | 1.8248 | 753.1186 | 13.0029 | 4345.3402 | 1000.6395 | 1378.2338 | 1.83 | 0.24015 | 9829.4383
511 | 0.125 | 0.028 | 0.815 | 1.979 | 3 | 9720 | 1.9418 | 3.573 | 1492.0633 | 6.1593 | 4116.6774 | 504.7347 | 2732.3566 | 1.8313 | 0.053886 | 110.0921
570 | 0.6875 | 0.065 | 1.8684 | 2.8499 | 2 | 6480 | 5.3912 | 18.0956 | 11249.4319 | 0.43234 | 1589.3038 | 66.9033 | 20613.5601 | 1.8324 | 0.000177 | 0.079678
1785 | 0.625 | 0.12 | 1.6443 | 2.4546 | 2 | 6480 | 4.6084 | 14.2081 | 9034.6342 | 0.68461 | 2287.8454 | 83.2958 | 16556.8333 | 1.8326 | 0.00044382 | 0.30949
352 | 0.09375 | 0.02 | 2.2105 | 1.3696 | 2 | 6480 | 2.1077 | 1.354 | 783.9266 | 31.0562 | 15567.7149 | 957.7885 | 1439.8954 | 1.8368 | 0.91331 | 471.2465
828 | 0.125 | 0.049 | 0.78235 | 2.6378 | 4 | 12960 | 2.0722 | 6.2099 | 2068.8402 | 2.6554 | 1774.7513 | 362.1875 | 3807.7379 | 1.8405 | 0.013354 | 3662.3496
1906 | 0.375 | 0.028 | 2.0824 | 2.2049 | 2 | 6480 | 3.8562 | 7.7407 | 4733.4805 | 1.5775 | 3162.9658 | 158.2198 | 8716.4492 | 1.8414 | 0.0023563 | 0.57338
1967 | 0.09375 | 0.02 | 2.8092 | 1.4443 | 2 | 6480 | 2.2787 | 1.4182 | 823.0033 | 24.6024 | 12332.5775 | 909.6061 | 1516.1675 | 1.8422 | 0.57316 | 494.737
1604 | 0.21875 | 0.035 | 1.8469 | 2.9696 | 3 | 9720 | 3.3231 | 9.09 | 3715.5681 | 1.2294 | 1437.9459 | 200.6785 | 6872.2623 | 1.8496 | 0.0021468 | 7.2531
411 | 3 | 0.065 | 1.2166 | 1.7926 | 1 | 3240 | 7.0385 | 24.7671 | 30565.1053 | 0.37139 | 5957.3179 | 24.3928 | 56537.7659 | 1.8497 | 6.5304e-05 | 0.00028255
2444 | 0.5 | 0.028 | 2.5345 | 2.8987 | 2 | 6480 | 5.3386 | 13.4331 | 8117.301 | 0.58374 | 1560.6104 | 91.7007 | 15039.3037 | 1.8527 | 0.00032267 | 0.1965
2200 | 1.5 | 0.095 | 2.4625 | 1.7984 | 1 | 3240 | 7.1053 | 12.5138 | 15404.7398 | 0.73147 | 5866.6868 | 48.2602 | 28576.6528 | 1.8551 | 0.00025333 | 0.0065614
418 | 0.09375 | 0.02 | 0.99603 | 2.8562 | 4 | 12960 | 2.0452 | 5.077 | 1539.3309 | 3.1488 | 1578.3942 | 482.0426 | 2860.9819 | 1.8586 | 0.018777 | 231.3368
163 | 2.25 | 0.065 | 1.4212 | 1.6494 | 1 | 3240 | 6.3492 | 17.1471 | 21034.4185 | 0.65868 | 7924.2978 | 35.2436 | 39130.9165 | 1.8603 | 0.00020542 | 0.00087081
770 | 0.4375 | 0.049 | 1.6311 | 2.131 | 2 | 6480 | 3.6511 | 8.705 | 5303.7015 | 1.4999 | 3508.6638 | 139.716 | 9870.8492 | 1.8611 | 0.0021303 | 0.42924
376 | 0.1875 | 0.028 | 1.9022 | 2.8678 | 3 | 9720 | 3.1066 | 7.5552 | 3036.3965 | 1.5864 | 1590.4647 | 243.8383 | 5655.8591 | 1.8627 | 0.0035748 | 11.3222
2311 | 2.25 | 0.065 | 2.0165 | 2.1216 | 1 | 3240 | 8.3904 | 22.0054 | 26629.8788 | 0.30121 | 3623.7575 | 27.775 | 49653.0373 | 1.8646 | 4.2957e-05 | 0.0011025
706 | 2.375 | 0.065 | 2.7541 | 2.8234 | 1 | 3240 | 11.4444 | 30.8376 | 36946.0798 | 0.13355 | 1695.9897 | 19.9976 | 68964.0177 | 1.8666 | 8.445e-06 | 0.0011523
2418 | 3 | 0.065 | 2.1824 | 2.831 | 1 | 3240 | 11.4538 | 39.0095 | 46703.4136 | 0.10521 | 1687.7012 | 15.8099 | 87231.2529 | 1.8678 | 5.2412e-06 | 0.00043174
206 | 0.5 | 0.065 | 2.2405 | 2.7049 | 2 | 6480 | 4.8905 | 12.547 | 7571.3769 | 0.69697 | 1863.3207 | 97.3793 | 14162.3035 | 1.8705 | 0.00045999 | 0.38006
2477 | 0.3125 | 0.065 | 1.8723 | 1.9206 | 2 | 6480 | 3.2594 | 5.6681 | 3490.0861 | 2.8003 | 4679.0279 | 210.7906 | 6542.5835 | 1.8746 | 0.0074255 | 4.7358
2601 | 2.25 | 0.065 | 2.3086 | 2.3763 | 1 | 3240 | 9.3923 | 24.6252 | 29376.2541 | 0.22253 | 2677.1301 | 25.0169 | 55127.3824 | 1.8766 | 2.3445e-05 | 0.0012162
171 | 0.09375 | 0.02 | 1.9337 | 2.3232 | 3 | 9720 | 2.3048 | 3.1673 | 1243.4479 | 5.4683 | 2741.1394 | 589.7113 | 2338.6278 | 1.8808 | 0.042474 | 332.2139
2544 | 0.0625 | 0.02 | 1.1946 | 2.7176 | 4 | 12960 | 1.9312 | 3.2862 | 991.4754 | 5.2832 | 1765.5524 | 739.1898 | 1865.7119 | 1.8818 | 0.052862 | 7278.9676
2381 | 0.125 | 0.028 | 1.7131 | 1.4162 | 2 | 6480 | 2.1287 | 1.7988 | 1051.6425 | 20.5533 | 13737.1172 | 696.8671 | 1979.0218 | 1.8818 | 0.40002 | 174.5901
1228 | 0.25 | 0.02 | 2.4938 | 2.0638 | 2 | 6480 | 3.3763 | 4.8977 | 2863.277 | 2.9539 | 3948.5673 | 255.3935 | 5399.9628 | 1.8859 | 0.0082625 | 2.7702
724 | 0.1875 | 0.028 | 2.8738 | 1.9107 | 2 | 6480 | 3.1184 | 3.4558 | 2029.6198 | 4.8678 | 4880.1766 | 360.0079 | 3830.792 | 1.8874 | 0.022438 | 17.0282
1832 | 0.21875 | 0.035 | 0.84726 | 2.3847 | 3 | 9720 | 2.3234 | 7.3348 | 2916.2093 | 2.2281 | 2606.1081 | 250.5379 | 5504.6168 | 1.8876 | 0.0070517 | 5.6927
372 | 0.28125 | 0.028 | 0.94317 | 2.6953 | 3 | 9720 | 2.6888 | 10.5773 | 4125.0706 | 1.2866 | 1934.7609 | 176.2385 | 7825.2756 | 1.897 | 0.0023511 | 1.1911
2191 | 0.25 | 0.065 | 1.3032 | 2.8009 | 3 | 9720 | 2.9656 | 9.7844 | 3919.6556 | 1.2745 | 1703.7053 | 184.6689 | 7468.0437 | 1.9053 | 0.0023073 | 15.8073
87 | 1.25 | 0.035 | 0.97355 | 2.9802 | 2 | 6480 | 5.1852 | 34.2437 | 19826.204 | 0.22917 | 1531.6667 | 36.5077 | 37775.9886 | 1.9054 | 4.973e-05 | 0.0038482
2974 | 0.21875 | 0.035 | 2.6955 | 2.0076 | 2 | 6480 | 3.2732 | 4.1956 | 2450.4255 | 3.644 | 4262.228 | 295.2957 | 4670.2859 | 1.9059 | 0.012574 | 10.7628
59 | 0.125 | 0.049 | 2.7894 | 2.7189 | 3 | 9720 | 3.0701 | 4.8416 | 2007.5782 | 2.6071 | 1742.5309 | 359.798 | 3833.0268 | 1.9093 | 0.0096548 | 6318.0462
1564 | 0.3125 | 0.028 | 1.9333 | 2.0722 | 2 | 6480 | 3.3174 | 6.1013 | 3534.2963 | 2.3743 | 3967.1781 | 204.3412 | 6749.0794 | 1.9096 | 0.005338 | 1.229
1941 | 0.5 | 0.083 | 0.623 | 2.8369 | 3 | 9720 | 2.9002 | 19.6357 | 7719.7455 | 0.63446 | 1696.1944 | 93.5313 | 14744.9523 | 1.91 | 0.00057176 | 0.25937
2821 | 1.5 | 0.049 | 1.6214 | 1.45 | 1 | 3240 | 5.1826 | 10.1244 | 11890.9584 | 1.6812 | 13484.0761 | 60.4503 | 22814.0285 | 1.9186 | 0.0013383 | 0.0038606
359 | 0.3125 | 0.028 | 2.2503 | 2.2381 | 2 | 6480 | 3.6194 | 6.5754 | 3764.2219 | 1.9305 | 3225.6738 | 190.7555 | 7229.7517 | 1.9206 | 0.003529 | 1.309
1787 | 0.09375 | 0.02 | 2.5495 | 1.498 | 2 | 6480 | 2.2045 | 1.4642 | 806.052 | 22.4139 | 11235.5073 | 890.0063 | 1549.5567 | 1.9224 | 0.47572 | 484.5469
2822 | 0.125 | 0.035 | 1.0746 | 2.2027 | 3 | 9720 | 2.0901 | 3.9565 | 1559.8527 | 4.7959 | 3205.4299 | 459.7087 | 2999.9766 | 1.9232 | 0.032671 | 285.1007
370 | 1 | 0.049 | 2.8095 | 1.5844 | 1 | 3240 | 5.7577 | 7.424 | 8627.9242 | 1.7843 | 9540.285 | 83.0386 | 16608.1313 | 1.9249 | 0.0015073 | 0.024524
1943 | 0.28125 | 0.028 | 0.69952 | 2.5358 | 3 | 9720 | 2.3755 | 9.9622 | 3802.9952 | 1.5404 | 2316.4884 | 188.3822 | 7320.8375 | 1.925 | 0.0033704 | 1.0981
2796 | 0.09375 | 0.02 | 2.2413 | 1.4624 | 2 | 6480 | 2.1165 | 1.4337 | 785.9346 | 24.7554 | 12409.2656 | 910.9043 | 1514.0068 | 1.9264 | 0.58031 | 472.4536
2044 | 0.25 | 0.01 | 0.87327 | 2.643 | 3 | 9720 | 2.4741 | 9.2429 | 3470.586 | 1.5778 | 2109.0955 | 206.1447 | 6690.0344 | 1.9276 | 0.003536 | 1.0371
1165 | 1.25 | 0.083 | 1.7533 | 1.3664 | 1 | 3240 | 4.8161 | 7.989 | 9350.9772 | 2.6259 | 17550.4797 | 76.4117 | 18048.4856 | 1.9301 | 0.0032647 | 0.010194
1599 | 0.5 | 0.028 | 1.5088 | 2.3503 | 2 | 6480 | 3.7754 | 10.9255 | 6212.7628 | 1.0725 | 2867.2153 | 114.9707 | 11995.3673 | 1.9308 | 0.0010892 | 0.1504
153 | 1 | 0.035 | 0.72628 | 2.3202 | 2 | 6480 | 3.6897 | 21.3963 | 12216.8118 | 0.55781 | 2982.5867 | 58.4313 | 23602.3415 | 1.932 | 0.00029464 | 0.0076822
101 | 2.25 | 0.065 | 1.0505 | 1.441 | 1 | 3240 | 5.0783 | 15.0032 | 17550.323 | 1.1625 | 13986.095 | 40.6712 | 33908.8894 | 1.9321 | 0.0006399 | 0.00072657
520 | 1.75 | 0.065 | 2.644 | 2.2772 | 1 | 3240 | 8.5275 | 18.4 | 21004.3214 | 0.33537 | 3138.1147 | 33.9738 | 40593.4676 | 1.9326 | 5.3253e-05 | 0.0032789
2963 | 1.375 | 0.065 | 1.5261 | 1.3449 | 1 | 3240 | 4.6739 | 8.6347 | 10047.7998 | 2.5962 | 19087.2179 | 70.9755 | 19430.8739 | 1.9338 | 0.0031913 | 0.0057228
1731 | 2.5 | 0.065 | 1.621 | 2.0774 | 1 | 3240 | 7.652 | 23.9248 | 27339.4793 | 0.30544 | 4082.9344 | 26.0104 | 53021.6244 | 1.9394 | 4.4172e-05 | 0.00065219
1955 | 1 | 0.12 | 2.5997 | 1.4974 | 1 | 3240 | 5.4379 | 7.0263 | 8238.3573 | 2.1954 | 11738.7576 | 86.2465 | 15990.3946 | 1.941 | 0.0022821 | 0.046463
2176 | 2.125 | 0.065 | 2.5136 | 2.5749 | 1 | 3240 | 9.6163 | 25.1967 | 28324.265 | 0.20169 | 2291.6153 | 25.0341 | 55089.4943 | 1.945 | 1.926e-05 | 0.0015832
2170 | 0.875 | 0.049 | 0.83227 | 2.3445 | 2 | 6480 | 3.6957 | 18.9387 | 10702.4168 | 0.62523 | 2925.1982 | 66.159 | 20845.4536 | 1.9477 | 0.00037017 | 0.015785
2152 | 1 | 0.065 | 1.8872 | 1.2825 | 1 | 3240 | 4.352 | 6.0436 | 6915.3723 | 4.6052 | 24623.5458 | 102.2264 | 13490.7996 | 1.9508 | 0.010041 | 0.022712
2592 | 2.25 | 0.065 | 1.2463 | 1.6222 | 1 | 3240 | 5.7495 | 16.8679 | 19390.3922 | 0.74569 | 8971.1404 | 36.441 | 37845.1427 | 1.9517 | 0.00026328 | 0.00080275
1402 | 2 | 0.065 | 2.5283 | 2.4806 | 1 | 3240 | 9.1822 | 22.8625 | 25600.2464 | 0.23737 | 2538.365 | 27.6011 | 49965.911 | 1.9518 | 2.6677e-05 | 0.0019695
1873 | 0.375 | 0.01 | 2.9306 | 2.9493 | 2 | 6480 | 4.8257 | 10.2932 | 5619.2972 | 0.82136 | 1646.9021 | 125.221 | 11013.4518 | 1.9599 | 0.00063883 | 0.44381
110 | 0.125 | 0.02 | 0.86991 | 2.2927 | 3 | 9720 | 1.9732 | 4.1108 | 1506.3986 | 4.6202 | 3087.9937 | 464.9604 | 2966.0919 | 1.969 | 0.030321 | 48.2647
2347 | 2.125 | 0.065 | 2.5031 | 2.6216 | 1 | 3240 | 9.5821 | 25.6506 | 28235.7823 | 0.19649 | 2232.5791 | 24.7946 | 55621.6625 | 1.9699 | 1.828e-05 | 0.0015783
1331 | 0.0625 | 0.028 | 1.8598 | 1.9533 | 3 | 9720 | 2.0074 | 1.8545 | 761.0311 | 12.4008 | 4144.1316 | 919.6024 | 1499.6865 | 1.9706 | 0.21843 | 1426081.5923
1115 | 0.1875 | 0.02 | 1.9185 | 1.7933 | 2 | 6480 | 2.5724 | 3.2547 | 1780.183 | 6.3705 | 6386.731 | 392.9089 | 3510.0127 | 1.9717 | 0.03843 | 9.4352
235 | 0.6875 | 0.065 | 0.61543 | 1.9028 | 2 | 6480 | 2.7656 | 12.1421 | 6851.036 | 1.4546 | 5347.077 | 101.9062 | 13533.1788 | 1.9753 | 0.0020035 | 0.048525
2604 | 0.0625 | 0.028 | 1.7989 | 1.9558 | 3 | 9720 | 1.99 | 1.8566 | 757.0569 | 12.4335 | 4155.077 | 920.2942 | 1498.559 | 1.9795 | 0.21958 | 1418634.316
1806 | 0.75 | 0.12 | 2.5144 | 1.2708 | 1 | 3240 | 4.3499 | 4.5375 | 5184.5921 | 6.4087 | 25700.2593 | 134.1639 | 10279.3339 | 1.9827 | 0.019446 | 0.19226
745 | 0.1875 | 0.035 | 2.1537 | 1.8349 | 2 | 6480 | 2.7069 | 3.326 | 1841.6105 | 5.8511 | 5866.0677 | 377.4743 | 3653.5345 | 1.9839 | 0.032419 | 24.2383
806 | 0.875 | 0.049 | 0.96895 | 2.6054 | 2 | 6480 | 4.0602 | 21.026 | 11479.65 | 0.48818 | 2283.9783 | 60.5528 | 22775.4113 | 1.984 | 0.00022567 | 0.016931
2830 | 0.09375 | 0.02 | 2.1662 | 2.6174 | 3 | 9720 | 2.4045 | 3.5457 | 1277.6067 | 4.3539 | 2182.5149 | 544.0278 | 2535.0089 | 1.9842 | 0.026926 | 341.3402
2065 | 0.0625 | 0.02 | 0.72892 | 2.8162 | 4 | 12960 | 1.7537 | 3.3989 | 937.4295 | 5.2844 | 1765.9566 | 739.2523 | 1865.5543 | 1.9901 | 0.052886 | 6882.187
1088 | 2.25 | 0.065 | 2.6745 | 2.9546 | 1 | 3240 | 10.6467 | 30.5736 | 32815.0412 | 0.14027 | 1687.5748 | 21.0648 | 65470.0866 | 1.9951 | 9.3163e-06 | 0.0013585
518 | 0.125 | 0.035 | 1.9404 | 2.7364 | 3 | 9720 | 2.5849 | 4.8716 | 1785.8983 | 2.9012 | 1939.0879 | 386 | 3572.8371 | 2.0006 | 0.011956 | 326.4159
156 | 0.75 | 0.049 | 0.64246 | 2.0821 | 2 | 6480 | 2.9447 | 14.4588 | 7801.053 | 1.0658 | 4274.2529 | 87.5218 | 15757.3875 | 2.0199 | 0.0010757 | 0.027074
2040 | 2.25 | 0.065 | 2.0128 | 2.4155 | 1 | 3240 | 8.3779 | 25.028 | 26595.4784 | 0.239 | 2875.2574 | 25.657 | 53751.9134 | 2.0211 | 2.7044e-05 | 0.001101
1488 | 0.0625 | 0.028 | 1.1436 | 1.8895 | 3 | 9720 | 1.8028 | 1.7998 | 714.278 | 14.1612 | 4732.4223 | 954.4344 | 1444.9555 | 2.023 | 0.28485 | 1338471.7186
2845 | 0.21875 | 0.035 | 2.1416 | 2.0159 | 2 | 6480 | 2.9039 | 4.2123 | 2253.5726 | 3.9298 | 4596.4728 | 302.3498 | 4561.3234 | 2.024 | 0.014624 | 9.8981
488 | 0.0625 | 0.02 | 0.71263 | 2.8964 | 4 | 12960 | 1.7475 | 3.4905 | 935.5387 | 5.0713 | 1694.7362 | 728.0629 | 1894.2255 | 2.0247 | 0.048706 | 6868.3052
393 | 0.0625 | 0.02 | 1.2224 | 2.1591 | 3 | 9720 | 1.8253 | 2.0309 | 719.4255 | 10.7894 | 3605.6282 | 944.4925 | 1460.1654 | 2.0296 | 0.16535 | 9389.6874
2603 | 0.28125 | 0.028 | 2.0069 | 2.2318 | 2 | 6480 | 3.1964 | 5.9196 | 3097.9281 | 2.3577 | 3545.6176 | 218.4954 | 6311.8743 | 2.0375 | 0.0052639 | 2.0127
480 | 0.09375 | 0.02 | 1.4618 | 2.5055 | 3 | 9720 | 2.1026 | 3.4018 | 1174.1505 | 5.0897 | 2551.3324 | 575.1608 | 2397.7909 | 2.0421 | 0.036796 | 313.6996
1459 | 0.0625 | 0.028 | 0.91708 | 2.7554 | 4 | 12960 | 1.8254 | 3.3295 | 959.2653 | 5.3429 | 1785.5017 | 703.8324 | 1959.437 | 2.0426 | 0.054063 | 1011121.1518
121 | 0.15625 | 0.035 | 2.2874 | 1.8276 | 2 | 6480 | 2.5654 | 2.7912 | 1480.809 | 7.3416 | 6133.565 | 454.8945 | 3031.7253 | 2.0473 | 0.051039 | 80.5565
2215 | 1.5 | 0.12 | 2.8566 | 2.3436 | 1 | 3240 | 8.0062 | 16.2523 | 17051.0201 | 0.39272 | 3149.7874 | 39.4705 | 34940.4331 | 2.0492 | 7.3023e-05 | 0.0084858
413 | 0.5 | 0.065 | 0.71881 | 1.8946 | 2 | 6480 | 2.5715 | 8.8423 | 4746.0083 | 2.119 | 5664.9774 | 141.6888 | 9733.4096 | 2.0509 | 0.0042518 | 0.23824
992 | 0.1875 | 0.049 | 0.96153 | 2.6458 | 3 | 9720 | 2.3003 | 6.9844 | 2483.7764 | 2.2009 | 2206.5098 | 270.6843 | 5094.9219 | 2.0513 | 0.0068804 | 43.1613
2111 | 0.875 | 0.035 | 0.93604 | 2.7251 | 2 | 6480 | 3.9724 | 21.9834 | 11292.5057 | 0.46185 | 2160.7831 | 59.4314 | 23205.1755 | 2.0549 | 0.00020198 | 0.014456
726 | 0.0625 | 0.028 | 0.91245 | 2.7928 | 4 | 12960 | 1.8236 | 3.3722 | 958.7279 | 5.2345 | 1749.2732 | 698.801 | 1973.5451 | 2.0585 | 0.051892 | 1010554.7675
818 | 0.625 | 0.02 | 2.4629 | 1.2547 | 1 | 3240 | 3.8219 | 3.7654 | 3918.3954 | 9.0132 | 30120.449 | 170.8855 | 8070.4029 | 2.0596 | 0.038463 | 0.10072
1670 | 0.125 | 0.02 | 1.051 | 1.5175 | 2 | 6480 | 1.8764 | 1.9145 | 974.8003 | 17.8342 | 11919.7659 | 686.2361 | 2009.6805 | 2.0616 | 0.30118 | 70.2729
172 | 2.125 | 0.065 | 2.6101 | 2.9313 | 1 | 3240 | 9.9287 | 28.6593 | 29132.9002 | 0.1599 | 1816.87 | 22.9446 | 60106.4012 | 2.0632 | 1.2106e-05 | 0.0016284
509 | 0.09375 | 0.02 | 1.1157 | 2.4332 | 3 | 9720 | 1.9542 | 3.3088 | 1123.3051 | 5.5884 | 2801.3049 | 594.1418 | 2321.1888 | 2.0664 | 0.044359 | 300.1152
2935 | 0.0625 | 0.028 | 1.7675 | 2.113 | 3 | 9720 | 1.9811 | 1.9914 | 755.0098 | 10.7066 | 3577.9773 | 881.128 | 1565.1701 | 2.073 | 0.16282 | 1414798.3156
120 | 3 | 0.065 | 1.7358 | 2.8218 | 1 | 3240 | 9.4122 | 38.8836 | 39241.1451 | 0.12585 | 2018.7668 | 16.9313 | 81453.4651 | 2.0757 | 7.4992e-06 | 0.00036275
2873 | 0.5 | 0.035 | 1.147 | 2.3381 | 2 | 6480 | 3.224 | 10.8698 | 5541.0531 | 1.2134 | 3244.0929 | 119.7695 | 11514.7401 | 2.0781 | 0.0013943 | 0.15248
837 | 1.75 | 0.065 | 1.8429 | 1.9608 | 1 | 3240 | 6.391 | 15.8683 | 16449.0951 | 0.56928 | 5326.8552 | 40.3431 | 34184.6288 | 2.0782 | 0.00015344 | 0.0025678
2121 | 1.25 | 0.049 | 0.69136 | 2.8585 | 2 | 6480 | 4.1101 | 32.8532 | 16551.4084 | 0.29248 | 1954.8115 | 40.073 | 34415.095 | 2.0793 | 8.1003e-05 | 0.0035365
1367 | 0.25 | 0.049 | 0.69033 | 2.7366 | 3 | 9720 | 2.2651 | 9.5638 | 3279.5217 | 1.5797 | 2111.6961 | 202.1479 | 6822.3088 | 2.0803 | 0.0035448 | 5.1377
1761 | 0.28125 | 0.028 | 2.6449 | 2.6297 | 2 | 6480 | 3.7433 | 6.9428 | 3472.737 | 1.5898 | 2390.7163 | 190.5492 | 7237.5801 | 2.0841 | 0.0023932 | 2.2562
2085 | 0.25 | 0.028 | 0.85654 | 1.7203 | 2 | 6480 | 2.1287 | 4.1127 | 2103.2752 | 5.9384 | 7938.0983 | 312.7792 | 4409.2289 | 2.0964 | 0.033394 | 2.7939
2393 | 0.21875 | 0.035 | 1.7774 | 2.0011 | 2 | 6480 | 2.6611 | 4.1827 | 2124.1345 | 4.2311 | 4948.8193 | 309.2828 | 4459.0752 | 2.0992 | 0.016952 | 9.3296
129 | 3 | 0.065 | 0.79864 | 1.6502 | 1 | 3240 | 5.1274 | 22.8141 | 23579.9773 | 0.58683 | 9413.1601 | 27.7113 | 49767.2807 | 2.1106 | 0.00016305 | 0.00021798
986 | 0.125 | 0.049 | 2.1242 | 2.9404 | 3 | 9720 | 2.69 | 5.2213 | 1833.8939 | 2.5284 | 1689.8792 | 355.8126 | 3875.959 | 2.1135 | 0.0090802 | 5771.4446
2183 | 0.5 | 0.028 | 1.3378 | 2.5857 | 2 | 6480 | 3.5148 | 12.0019 | 5895.3059 | 0.96243 | 2573.0223 | 110.6443 | 12464.408 | 2.1143 | 0.00087712 | 0.14271
840 | 0.125 | 0.035 | 2.561 | 1.8177 | 2 | 6480 | 2.4517 | 2.2576 | 1150.0337 | 9.5678 | 6394.788 | 566.5829 | 2434.0924 | 2.1165 | 0.086685 | 472.9418
2679 | 2.25 | 0.065 | 1.6693 | 2.2661 | 1 | 3240 | 7.2002 | 23.4918 | 23367.0437 | 0.3041 | 3658.483 | 27.8636 | 49495.1728 | 2.1182 | 4.3784e-05 | 0.00096738
1516 | 0.375 | 0.065 | 1.4947 | 2.331 | 2 | 6480 | 3.1845 | 8.1732 | 4119.664 | 1.6408 | 3289.8787 | 157.9798 | 8729.695 | 2.119 | 0.0025492 | 1.4342
2280 | 0.15625 | 0.035 | 2.6153 | 2.0308 | 2 | 6480 | 2.7215 | 3.0816 | 1540.2651 | 5.6664 | 4734.0686 | 421.5993 | 3271.1516 | 2.1238 | 0.030405 | 83.7909
2955 | 1.25 | 0.035 | 1.6142 | 1.5026 | 1 | 3240 | 4.5511 | 8.7672 | 8947.3814 | 2.0008 | 13372.857 | 72.4621 | 19032.2251 | 2.1271 | 0.0018954 | 0.0069467
260 | 3 | 0.065 | 1.5843 | 2.7501 | 1 | 3240 | 8.7194 | 37.9008 | 36709.0621 | 0.14004 | 2246.3622 | 17.6194 | 78272.7199 | 2.1322 | 9.2854e-06 | 0.00033935
1721 | 0.5 | 0.049 | 1.6891 | 2.9349 | 2 | 6480 | 4.0502 | 13.5982 | 6547.6629 | 0.71017 | 1898.6088 | 98.4497 | 14008.3256 | 2.1394 | 0.00047758 | 0.23587
150 | 0.09375 | 0.02 | 1.1773 | 2.608 | 3 | 9720 | 1.9806 | 3.5336 | 1132.3584 | 4.9412 | 2476.8899 | 569.1992 | 2422.9045 | 2.1397 | 0.03468 | 302.534
2834 | 2.25 | 0.065 | 2.1868 | 2.8414 | 1 | 3240 | 8.9747 | 29.4098 | 28231.473 | 0.17307 | 2082.0789 | 22.8215 | 60430.5744 | 2.1405 | 1.4181e-05 | 0.0011688
589 | 0.6875 | 0.065 | 2.9145 | 1.4826 | 1 | 3240 | 4.5297 | 4.8402 | 4903.1357 | 3.8022 | 13977.1275 | 131.3762 | 10497.449 | 2.141 | 0.006845 | 0.13891
474 | 0.15625 | 0.035 | 0.80849 | 2.6712 | 3 | 9720 | 2.0536 | 5.9047 | 1928.9224 | 2.791 | 2331.7736 | 333.6492 | 4133.429 | 2.1429 | 0.011065 | 46.6373
1469 | 0.875 | 0.049 | 2.7666 | 1.6854 | 1 | 3240 | 5.1653 | 6.9226 | 6917.9484 | 1.8974 | 8876.9586 | 93.0167 | 14826.5376 | 2.1432 | 0.0017045 | 0.040813
2379 | 0.3125 | 0.016 | 1.9295 | 2.5415 | 2 | 6480 | 3.3138 | 7.4424 | 3531.5377 | 1.6526 | 2761.4364 | 181.6418 | 7592.5002 | 2.1499 | 0.0025863 | 0.8587
1557 | 0.0625 | 0.02 | 2.2887 | 2.6607 | 3 | 9720 | 2.13 | 2.4609 | 789.0265 | 6.8663 | 2294.609 | 812.2926 | 1697.806 | 2.1518 | 0.066967 | 10298.095
556 | 0.28125 | 0.028 | 1.7905 | 2.3382 | 2 | 6480 | 3.0109 | 6.1933 | 2970.8071 | 2.263 | 3403.2246 | 215.5224 | 6398.9424 | 2.1539 | 0.0048496 | 1.9301
281 | 0.09375 | 0.02 | 1.6965 | 1.6402 | 2 | 6480 | 1.9608 | 1.5861 | 750.3704 | 18.729 | 9388.3755 | 851.8123 | 1619.0365 | 2.1576 | 0.33216 | 451.0747
1119 | 0.09375 | 0.02 | 1.4636 | 1.6038 | 2 | 6480 | 1.8942 | 1.5548 | 735.1692 | 20.2696 | 10160.6636 | 868.6812 | 1587.5965 | 2.1595 | 0.38906 | 441.9367
1965 | 0.25 | 0.065 | 2.8101 | 2.6076 | 2 | 6480 | 3.6173 | 6.1409 | 3010.1053 | 1.8593 | 2485.3793 | 211.8019 | 6511.3443 | 2.1632 | 0.0032735 | 27.3133
1265 | 0.125 | 0.035 | 0.67686 | 2.4961 | 3 | 9720 | 1.8628 | 4.4596 | 1455.9929 | 4.1302 | 2760.4955 | 437.2799 | 3153.8504 | 2.1661 | 0.02423 | 266.1178
2698 | 0.125 | 0.049 | 0.71787 | 2.3619 | 3 | 9720 | 1.8863 | 4.2295 | 1466.7001 | 4.5041 | 3010.3953 | 433.779 | 3179.3035 | 2.1677 | 0.028816 | 4615.8497
1323 | 1.375 | 0.065 | 2.9179 | 2.4766 | 1 | 3240 | 7.5904 | 15.7492 | 14933.6596 | 0.40801 | 2999.6808 | 42.517 | 32436.7774 | 2.1721 | 7.8818e-05 | 0.0085056
2686 | 0.4375 | 0.049 | 0.87797 | 2.1633 | 2 | 6480 | 2.6468 | 8.8343 | 4233.0448 | 1.8271 | 4274.0446 | 148.9824 | 9256.8994 | 2.1868 | 0.0031611 | 0.34259
2697 | 2.125 | 0.065 | 2.3159 | 2.9594 | 1 | 3240 | 8.9762 | 28.9322 | 26666.9237 | 0.17219 | 1956.4193 | 23.6004 | 58436.0516 | 2.1913 | 1.4037e-05 | 0.0014906
552 | 1.375 | 0.049 | 2.2183 | 2.0574 | 1 | 3240 | 6.1244 | 13.114 | 12477.706 | 0.68189 | 5013.3015 | 50.4094 | 27358.2919 | 2.1926 | 0.00022015 | 0.0064208
761 | 0.25 | 0.083 | 1.2533 | 1.8597 | 2 | 6480 | 2.431 | 4.4313 | 2287.4479 | 4.5749 | 6115.48 | 274.8861 | 5017.0433 | 2.1933 | 0.01982 | 86.4474
374 | 0.28125 | 0.028 | 0.91091 | 1.9369 | 2 | 6480 | 2.2569 | 5.1611 | 2454.0423 | 3.9133 | 5884.937 | 256.1014 | 5385.0355 | 2.1944 | 0.014501 | 1.5944
1492 | 3 | 0.065 | 0.7724 | 1.7179 | 1 | 3240 | 5.0074 | 23.7426 | 23141.48 | 0.54156 | 8687.1217 | 27.1299 | 50833.699 | 2.1966 | 0.00013886 | 0.00021392
2729 | 0.1875 | 0.049 | 1.3899 | 1.843 | 2 | 6480 | 2.2704 | 3.3399 | 1642.1826 | 6.4988 | 6515.3356 | 381.7658 | 3612.4636 | 2.1998 | 0.039993 | 64.2075
1642 | 2 | 0.065 | 1.1826 | 1.741 | 1 | 3240 | 5.0806 | 16.0995 | 15605.8998 | 0.77805 | 8320.326 | 40.1554 | 34344.4843 | 2.2007 | 0.00028662 | 0.0012006
1286 | 0.625 | 0.049 | 0.88832 | 2.5458 | 2 | 6480 | 3.1682 | 14.7294 | 6841.3706 | 0.85074 | 2843.0307 | 91.4466 | 15081.1071 | 2.2044 | 0.00068536 | 0.066754
2525 | 1 | 0.035 | 1.9289 | 1.5413 | 1 | 3240 | 4.4156 | 7.2266 | 6992.7878 | 2.3771 | 12710.2491 | 89.3858 | 15428.7992 | 2.2064 | 0.0026754 | 0.017589
2641 | 0.09375 | 0.02 | 2.4049 | 1.8246 | 2 | 6480 | 2.1632 | 1.7441 | 796.612 | 13.6972 | 6866.0432 | 784.4706 | 1758.0202 | 2.2069 | 0.17766 | 478.8722
2937 | 1.375 | 0.065 | 1.2013 | 1.4131 | 1 | 3240 | 3.9933 | 9.0635 | 8907.7158 | 2.4449 | 17975.1483 | 70.0917 | 19675.8663 | 2.2089 | 0.0028302 | 0.0050735
611 | 0.28125 | 0.028 | 1.3812 | 2.2162 | 2 | 6480 | 2.6601 | 5.8796 | 2730.3533 | 2.7094 | 4074.4148 | 228.6718 | 6030.981 | 2.2089 | 0.0069512 | 1.7739
339 | 1.375 | 0.049 | 1.6959 | 1.739 | 1 | 3240 | 5.0298 | 11.1121 | 10644.1024 | 1.1438 | 8409.4207 | 58.5458 | 23556.1943 | 2.2131 | 0.00061945 | 0.0054772
248 | 0.25 | 0.02 | 0.9936 | 1.9797 | 2 | 6480 | 2.2331 | 4.7056 | 2166.8987 | 4.238 | 5665.1177 | 285.8121 | 4825.2508 | 2.2268 | 0.017008 | 2.0964
2659 | 0.125 | 0.02 | 2.5372 | 2.0728 | 2 | 6480 | 2.4427 | 2.5492 | 1147.2755 | 7.3097 | 4885.5751 | 539.1286 | 2558.0452 | 2.2297 | 0.050597 | 82.7066
1608 | 2.5 | 0.065 | 1.3789 | 2.3218 | 1 | 3240 | 6.7295 | 26.7185 | 24529.7013 | 0.27748 | 3709.1728 | 25.2016 | 54723.2217 | 2.2309 | 3.6455e-05 | 0.00058516
1718 | 0.875 | 0.035 | 2.9971 | 1.9109 | 1 | 3240 | 5.4727 | 7.8244 | 7245.6212 | 1.3632 | 6377.9697 | 85.0914 | 16207.4535 | 2.2369 | 0.0008799 | 0.037102
1059 | 0.1875 | 0.035 | 2.7721 | 2.4759 | 2 | 6480 | 3.0603 | 4.4249 | 2003.0797 | 3.0433 | 3051.0568 | 307.3296 | 4487.4138 | 2.2403 | 0.0087702 | 26.3635
1159 | 2.25 | 0.065 | 1.3795 | 2.1693 | 1 | 3240 | 6.2064 | 22.4952 | 20642.9354 | 0.37275 | 4484.3968 | 29.7746 | 46318.5658 | 2.2438 | 6.5785e-05 | 0.0008546
2151 | 2.375 | 0.065 | 1.3262 | 2.2081 | 1 | 3240 | 6.2761 | 24.1561 | 21991.4444 | 0.33866 | 4300.5845 | 27.8381 | 49540.4937 | 2.2527 | 5.4301e-05 | 0.00068587
1264 | 0.09375 | 0.02 | 1.3193 | 1.6981 | 2 | 6480 | 1.853 | 1.6357 | 725.7466 | 17.7585 | 8901.8851 | 840.4149 | 1640.9932 | 2.2611 | 0.29863 | 436.2724
2023 | 0.3125 | 0.028 | 0.65144 | 1.9726 | 2 | 6480 | 2.0965 | 5.8166 | 2604.5865 | 3.5517 | 5934.6172 | 231.4498 | 5958.5925 | 2.2877 | 0.011945 | 0.90573
2179 | 0.875 | 0.12 | 1.9593 | 1.4812 | 1 | 3240 | 4.0887 | 6.1054 | 5770.1872 | 3.2405 | 15160.9068 | 104.1172 | 13245.8023 | 2.2956 | 0.0049718 | 0.076314
2076 | 0.0625 | 0.028 | 1.5644 | 2.5045 | 3 | 9720 | 1.923 | 2.327 | 741.7504 | 8.0621 | 2694.2316 | 807.4997 | 1707.8833 | 2.3025 | 0.092324 | 1389951.8609
1713 | 0.0625 | 0.028 | 2.7839 | 2.8681 | 3 | 9720 | 2.2715 | 2.6387 | 821.3561 | 5.8635 | 1959.4771 | 726.8317 | 1897.434 | 2.3101 | 0.048834 | 1539123.3234
295 | 3 | 0.065 | 1.3425 | 2.7894 | 1 | 3240 | 7.6138 | 38.4391 | 32667.779 | 0.15391 | 2468.8925 | 18.2389 | 75613.9028 | 2.3146 | 1.1216e-05 | 0.00030199
1609 | 0.625 | 0.028 | 1.028 | 2.9808 | 2 | 6480 | 3.4343 | 17.2154 | 7246.62 | 0.62678 | 2094.5961 | 82.2039 | 16776.7547 | 2.3151 | 0.00037201 | 0.052031
1189 | 0.25 | 0.049 | 1.6508 | 2.395 | 2 | 6480 | 2.7339 | 5.6551 | 2471.946 | 2.609 | 3487.5147 | 240.6169 | 5731.5803 | 2.3187 | 0.0064456 | 8.7133
1585 | 0.15625 | 0.035 | 1.8571 | 2.1223 | 2 | 6480 | 2.3604 | 3.2122 | 1402.7832 | 5.7149 | 4774.5782 | 422.6899 | 3262.7118 | 2.3259 | 0.030927 | 76.3119
843 | 0.125 | 0.035 | 0.6017 | 1.6303 | 2 | 6480 | 1.7052 | 2.0434 | 922.6658 | 15.471 | 10340.2787 | 641.1516 | 2150.9972 | 2.3313 | 0.22665 | 379.4386
2496 | 1.25 | 0.035 | 1.6808 | 1.7737 | 1 | 3240 | 4.6779 | 10.3165 | 9140.4947 | 1.2723 | 8503.3 | 64.6735 | 21324.2772 | 2.3329 | 0.00076637 | 0.0070966
1999 | 0.0625 | 0.028 | 0.90215 | 2.3828 | 3 | 9720 | 1.7338 | 2.2227 | 698.5195 | 9.3144 | 3112.7218 | 844.8247 | 1632.4277 | 2.337 | 0.12323 | 1308942.24
1133 | 0.21875 | 0.035 | 2.1189 | 2.5772 | 2 | 6480 | 2.8888 | 5.335 | 2245.5053 | 2.5404 | 2971.3905 | 262.2239 | 5259.3042 | 2.3421 | 0.0061113 | 9.8627
1980 | 0.28125 | 0.028 | 1.6859 | 2.6574 | 2 | 6480 | 2.9213 | 7.0142 | 2909.3667 | 1.8658 | 2805.8384 | 201.7189 | 6836.8185 | 2.3499 | 0.0032965 | 1.8902
1470 | 0.0625 | 0.02 | 1.5126 | 2.8914 | 3 | 9720 | 1.9082 | 2.6587 | 738.3646 | 6.4423 | 2152.925 | 794.2358 | 1736.4053 | 2.3517 | 0.058952 | 9636.8734
1381 | 2.5 | 0.065 | 1.6176 | 2.9069 | 1 | 3240 | 7.6392 | 33.4059 | 27300.6882 | 0.17282 | 2310.1532 | 21.3525 | 64587.9487 | 2.3658 | 1.4141e-05 | 0.00065127
630 | 0.15625 | 0.049 | 2.7993 | 2.4209 | 2 | 6480 | 2.8092 | 3.6388 | 1573.6302 | 4.0238 | 3361.7178 | 370.1492 | 3725.8365 | 2.3677 | 0.015332 | 411.4877
377 | 0.25 | 0.035 | 1.4139 | 2.4126 | 2 | 6480 | 2.5534 | 5.6953 | 2362.0095 | 2.6964 | 3604.356 | 245.6207 | 5614.816 | 2.3771 | 0.0068847 | 4.2336
2220 | 2.25 | 0.065 | 1.531 | 2.5965 | 1 | 3240 | 6.7259 | 26.8902 | 22066.9803 | 0.25538 | 3072.3724 | 26.2575 | 52522.643 | 2.3801 | 3.0879e-05 | 0.00091356
889 | 0.0625 | 0.028 | 1.1544 | 1.4139 | 2 | 6480 | 1.6959 | 0.98806 | 459.9109 | 47.2616 | 15794.0461 | 1257.8045 | 1096.4464 | 2.384 | 2.1151 | 1939090.8984
2881 | 0.6875 | 0.065 | 2.8252 | 1.716 | 1 | 3240 | 4.4361 | 5.5739 | 4824.7311 | 2.6043 | 9573.3643 | 119.8862 | 11503.5375 | 2.3843 | 0.0032112 | 0.13669
2672 | 0.25 | 0.01 | 1.7107 | 2.6682 | 2 | 6480 | 2.7796 | 6.2795 | 2499.7728 | 2.1575 | 2883.9689 | 230.8571 | 5973.8917 | 2.3898 | 0.0044077 | 1.6808
2775 | 0.1875 | 0.02 | 2.1287 | 2.564 | 2 | 6480 | 2.6926 | 4.5759 | 1835.087 | 3.1348 | 3142.8301 | 314.3684 | 4386.9396 | 2.3906 | 0.0093058 | 9.7262
1696 | 0.09375 | 0.02 | 1.9715 | 2.0059 | 2 | 6480 | 2.0394 | 1.8995 | 768.3224 | 11.6416 | 5835.643 | 749.3484 | 1840.4192 | 2.3954 | 0.12834 | 461.8663
2450 | 0.3125 | 0.049 | 0.97811 | 2.3385 | 2 | 6480 | 2.4076 | 6.8624 | 2841.5189 | 2.3655 | 3952.4688 | 201.9123 | 6830.269 | 2.4037 | 0.0052985 | 2.0205
177 | 2.375 | 0.065 | 1.0714 | 2.1312 | 1 | 3240 | 5.3539 | 23.3217 | 19323.0412 | 0.41161 | 5226.9809 | 29.5964 | 46597.4119 | 2.4115 | 8.0215e-05 | 0.00060265
2154 | 0.3125 | 0.035 | 1.4782 | 2.7573 | 2 | 6480 | 2.8839 | 8.059 | 3204.197 | 1.5978 | 2669.8425 | 178.1042 | 7743.3039 | 2.4166 | 0.0024176 | 1.3947
2365 | 1.375 | 0.049 | 2.5075 | 2.6724 | 1 | 3240 | 6.7305 | 16.9801 | 13493.1297 | 0.3987 | 2931.2487 | 42.2356 | 32652.9444 | 2.42 | 7.5263e-05 | 0.0069433
2094 | 1 | 0.12 | 1.2747 | 1.3824 | 1 | 3240 | 3.4186 | 6.5006 | 5778.0992 | 4.0714 | 21769.3516 | 98.5758 | 13990.408 | 2.4213 | 0.0078483 | 0.032587
709 | 0.15625 | 0.049 | 1.0495 | 1.9026 | 2 | 6480 | 1.9758 | 2.8984 | 1256.3534 | 7.9338 | 6628.3879 | 452.6672 | 3046.6428 | 2.425 | 0.059606 | 328.5232
1583 | 0.28125 | 0.028 | 0.65025 | 2.1335 | 2 | 6480 | 2.0334 | 5.6668 | 2300.9081 | 3.4498 | 5187.8227 | 246.6323 | 5591.7864 | 2.4303 | 0.011269 | 1.4949
654 | 2.5 | 0.065 | 1.0587 | 2.225 | 1 | 3240 | 5.5098 | 25.6121 | 20814.8109 | 0.35284 | 4716.528 | 27.2389 | 50630.2729 | 2.4324 | 5.8945e-05 | 0.00049654
1045 | 0.1875 | 0.035 | 0.83632 | 2.0204 | 2 | 6480 | 1.954 | 3.6439 | 1497.6297 | 5.8876 | 5902.574 | 378.1519 | 3646.9876 | 2.4352 | 0.032824 | 19.711
2084 | 1.5 | 0.049 | 2.4781 | 2.8657 | 1 | 3240 | 7.1409 | 19.8327 | 15469.7751 | 0.31173 | 2500.2153 | 36.6004 | 37680.3709 | 2.4357 | 4.601e-05 | 0.0050225
990 | 1.75 | 0.065 | 2.0052 | 2.7498 | 1 | 3240 | 6.824 | 22.1811 | 17372.3562 | 0.29597 | 2769.473 | 32.5234 | 42403.8355 | 2.4409 | 4.1476e-05 | 0.0027119
1848 | 1.25 | 0.035 | 2.526 | 2.5456 | 1 | 3240 | 6.2881 | 14.7283 | 11592.666 | 0.50212 | 3356.0271 | 48.7234 | 28305.0144 | 2.4416 | 0.00011938 | 0.0090004
1577 | 0.5 | 0.065 | 1.0167 | 2.9238 | 2 | 6480 | 3.0255 | 13.5476 | 5299.1542 | 0.88254 | 2359.4295 | 106.2493 | 12979.9878 | 2.4494 | 0.00073754 | 0.266
1071 | 0.1875 | 0.035 | 1.5641 | 2.3668 | 2 | 6480 | 2.3699 | 4.2379 | 1687.6462 | 3.9004 | 3910.3417 | 333.5518 | 4134.6363 | 2.4499 | 0.014406 | 22.2119
1870 | 0.1875 | 0.028 | 2.0194 | 2.6167 | 2 | 6480 | 2.6301 | 4.6664 | 1806.5408 | 3.0804 | 3088.2691 | 310.5114 | 4441.4325 | 2.4585 | 0.0089855 | 15.1566
659 | 0.125 | 0.028 | 0.81203 | 1.8972 | 2 | 6480 | 1.7854 | 2.3485 | 947.0748 | 10.5887 | 7077.113 | 591.6809 | 2330.8428 | 2.4611 | 0.10617 | 157.2301
645 | 0.75 | 0.083 | 1.6105 | 1.3893 | 1 | 3240 | 3.3168 | 4.9438 | 4240.538 | 5.4504 | 21857.0893 | 131.8359 | 10460.8464 | 2.4669 | 0.014065 | 0.091459
1981 | 1.375 | 0.035 | 2.0987 | 2.4277 | 1 | 3240 | 5.8738 | 15.442 | 12057.9983 | 0.52261 | 3842.2199 | 46.3625 | 29746.3333 | 2.4669 | 0.00012931 | 0.0056892
555 | 0.625 | 0.12 | 1.9884 | 1.3663 | 1 | 3240 | 3.3699 | 4.0841 | 3574.2626 | 6.8725 | 22966.5971 | 156.2524 | 8826.2031 | 2.4694 | 0.022362 | 0.48976
982 | 0.125 | 0.049 | 1.822 | 1.9901 | 2 | 6480 | 2.1702 | 2.4547 | 1064.2804 | 8.538 | 5706.512 | 524.518 | 2629.3002 | 2.4705 | 0.069029 | 7536.1394
1796 | 0.375 | 0.065 | 1.1158 | 2.7294 | 2 | 6480 | 2.7513 | 9.5392 | 3723.8682 | 1.397 | 2801.1777 | 149.5644 | 9220.8766 | 2.4762 | 0.0018481 | 1.2965
1031 | 2.125 | 0.065 | 1.6882 | 2.8821 | 1 | 3240 | 6.9431 | 28.1808 | 21403.4426 | 0.22335 | 2537.7091 | 25.9807 | 53082.3872 | 2.4801 | 2.3618e-05 | 0.0011964
2470 | 0.125 | 0.035 | 2.3309 | 2.3411 | 2 | 6480 | 2.3641 | 2.8559 | 1123.3406 | 5.9722 | 3991.6076 | 493.2228 | 2796.1301 | 2.4891 | 0.033774 | 461.9645
2795 | 0.6875 | 0.065 | 2.4619 | 1.7069 | 1 | 3240 | 4.0555 | 5.5453 | 4505.9267 | 2.8244 | 10382.7123 | 122.3755 | 11269.5343 | 2.501 | 0.0037771 | 0.12766
594 | 0.125 | 0.028 | 0.81889 | 1.9537 | 2 | 6480 | 1.788 | 2.413 | 947.8708 | 9.953 | 6652.2506 | 581.7035 | 2370.8218 | 2.5012 | 0.093806 | 157.3623
2416 | 0.15625 | 0.049 | 1.9212 | 2.3422 | 2 | 6480 | 2.391 | 3.5265 | 1414.4172 | 4.739 | 3959.2484 | 389.8097 | 3537.9193 | 2.5013 | 0.021267 | 369.8552
1036 | 2.5 | 0.065 | 1.302 | 2.7366 | 1 | 3240 | 6.4365 | 31.4591 | 23637.4185 | 0.21918 | 2929.8686 | 23.252 | 59311.6503 | 2.5092 | 2.2746e-05 | 0.00056388
471 | 1.75 | 0.065 | 1.1696 | 1.9677 | 1 | 3240 | 4.5954 | 15.9236 | 12620.7605 | 0.73666 | 6893.0348 | 43.5257 | 31685.0835 | 2.5106 | 0.00025694 | 0.0019702
30 | 2.125 | 0.065 | 1.1208 | 2.1861 | 1 | 3240 | 5.1056 | 21.4187 | 16646.1989 | 0.4557 | 5177.7273 | 32.9674 | 41832.6953 | 2.513 | 9.832e-05 | 0.00093047
1452 | 1.25 | 0.035 | 2.6807 | 2.8041 | 1 | 3240 | 6.5828 | 16.2055 | 12041.4226 | 0.41415 | 2768.0233 | 45.5723 | 30262.105 | 2.5132 | 8.1209e-05 | 0.0093488
2596 | 2.5 | 0.065 | 0.74453 | 1.8639 | 1 | 3240 | 4.3127 | 21.4842 | 17168.4624 | 0.60661 | 8108.815 | 31.9341 | 43186.2651 | 2.5154 | 0.00017423 | 0.00040956
2374 | 0.0625 | 0.02 | 1.0928 | 1.7978 | 2 | 6480 | 1.6842 | 1.2075 | 458.1241 | 24.6156 | 8226.1244 | 1194.5074 | 1154.5472 | 2.5202 | 0.57378 | 13453.3664
716 | 0.0625 | 0.02 | 2.5474 | 2.0188 | 2 | 6480 | 1.9613 | 1.3337 | 500.3261 | 17.6504 | 5898.474 | 1093.5037 | 1261.1893 | 2.5207 | 0.29501 | 14692.68
1002 | 0.125 | 0.028 | 0.85116 | 1.9925 | 2 | 6480 | 1.8003 | 2.4574 | 951.6146 | 9.5257 | 6366.6807 | 574.6305 | 2400.0034 | 2.522 | 0.085925 | 157.9838
165 | 0.21875 | 0.035 | 0.75539 | 2.2008 | 2 | 6480 | 1.9797 | 4.5821 | 1760.9335 | 4.2549 | 4976.758 | 309.8124 | 4451.4532 | 2.5279 | 0.017144 | 7.7344
858 | 2.5 | 0.065 | 1.2319 | 2.6624 | 1 | 3240 | 6.1697 | 30.6109 | 22824.6573 | 0.23712 | 3169.643 | 23.8958 | 57713.7296 | 2.5286 | 2.6621e-05 | 0.00054449
571 | 0.0625 | 0.02 | 1.7722 | 1.9168 | 2 | 6480 | 1.8136 | 1.2754 | 477.8342 | 20.5378 | 6863.3866 | 1139.6188 | 1210.1549 | 2.5326 | 0.39942 | 14032.1765
2285 | 1.375 | 0.065 | 1.8279 | 2.2943 | 1 | 3240 | 5.3064 | 14.603 | 11107.4691 | 0.62583 | 4601.1047 | 48.9958 | 28147.6071 | 2.5341 | 0.00018544 | 0.0063263
2439 | 0.0625 | 0.02 | 1.718 | 1.9133 | 2 | 6480 | 1.8033 | 1.2735 | 476.2638 | 20.6831 | 6911.9546 | 1141.7622 | 1207.8831 | 2.5362 | 0.40509 | 13986.0597
2770 | 1.375 | 0.035 | 2.0726 | 2.531 | 1 | 3240 | 5.8191 | 16.0911 | 11966.3106 | 0.49109 | 3610.5392 | 45.4141 | 30367.5706 | 2.5378 | 0.00011419 | 0.0056459
1838 | 0.4375 | 0.049 | 2.5385 | 1.3994 | 1 | 3240 | 3.1686 | 2.9792 | 2394.6536 | 9.4063 | 22004.0764 | 226.2253 | 6096.2016 | 2.5458 | 0.041892 | 0.77522
1365 | 0.28125 | 0.028 | 1.1092 | 2.6611 | 2 | 6480 | 2.4268 | 7.0237 | 2570.5061 | 2.1071 | 3168.6681 | 210.3761 | 6555.4739 | 2.5503 | 0.0042042 | 1.67
755 | 1 | 0.12 | 1.4551 | 1.6106 | 1 | 3240 | 3.6936 | 7.5438 | 6113.1941 | 2.4102 | 12887.2795 | 88.1664 | 15642.193 | 2.5588 | 0.0027505 | 0.034477
1366 | 0.125 | 0.035 | 1.4923 | 2.1945 | 2 | 6480 | 2.0446 | 2.6883 | 1026.0171 | 7.341 | 4906.4818 | 525.2091 | 2625.8405 | 2.5593 | 0.051031 | 421.941
2384 | 0.125 | 0.035 | 1.4753 | 2.2012 | 2 | 6480 | 2.0381 | 2.696 | 1024.0425 | 7.3141 | 4888.5273 | 524.6382 | 2628.6978 | 2.567 | 0.050658 | 421.129
2939 | 0.125 | 0.049 | 1.5364 | 2.0534 | 2 | 6480 | 2.0614 | 2.5271 | 1031.131 | 8.2828 | 5535.9416 | 520.1847 | 2651.2028 | 2.5712 | 0.064964 | 7301.409
1066 | 1.75 | 0.065 | 1.2963 | 2.2032 | 1 | 3240 | 4.9331 | 17.808 | 13340.803 | 0.56049 | 5244.58 | 40.152 | 34347.4008 | 2.5746 | 0.00014874 | 0.0020826
801 | 2 | 0.12 | 1.6909 | 2.9332 | 1 | 3240 | 6.6299 | 27.0015 | 19381.1944 | 0.24012 | 2567.8466 | 27.628 | 49917.2692 | 2.5756 | 2.73e-05 | 0.0019003
1928 | 1.25 | 0.083 | 1.4471 | 1.8999 | 1 | 3240 | 4.2327 | 11.038 | 8462.4846 | 1.1814 | 7896.1292 | 62.9842 | 21896.2001 | 2.5874 | 0.00066083 | 0.0092255
660 | 0.75 | 0.035 | 2.8557 | 2.1392 | 1 | 3240 | 4.7401 | 7.5152 | 5541.1364 | 1.4253 | 5715.8339 | 96.0216 | 14362.5534 | 2.592 | 0.00096188 | 0.065016
1218 | 0.5 | 0.083 | 0.64966 | 2.7321 | 2 | 6480 | 2.4661 | 12.6711 | 4617.6263 | 1.1249 | 3007.3505 | 115.0845 | 11983.5058 | 2.5952 | 0.0011982 | 0.34908
2178 | 0.4375 | 0.049 | 2.2616 | 1.3696 | 1 | 3240 | 2.9839 | 2.9196 | 2296.227 | 10.6008 | 24798.1763 | 231.4031 | 5959.7966 | 2.5955 | 0.053207 | 0.74335
998 | 0.375 | 0.02 | 0.74597 | 2.6966 | 2 | 6480 | 2.3286 | 9.4267 | 3337.6259 | 1.5888 | 3185.7693 | 159.0479 | 8671.0667 | 2.598 | 0.0023904 | 0.33242
2605 | 1 | 0.083 | 2.1063 | 2.1063 | 1 | 3240 | 4.6861 | 9.8102 | 7322.3232 | 1.1106 | 5938.3492 | 72.4206 | 19043.1222 | 2.6007 | 0.000584 | 0.028478
1476 | 0.6875 | 0.065 | 1.1676 | 1.2805 | 1 | 3240 | 2.6993 | 4.2051 | 3369.9678 | 9.5164 | 34982.4289 | 157.0207 | 8783.0179 | 2.6063 | 0.042878 | 0.095475
865 | 1.75 | 0.065 | 0.75018 | 1.614 | 1 | 3240 | 3.4767 | 13.0935 | 10235.6304 | 1.4316 | 13395.7596 | 51.6925 | 26679.2028 | 2.6065 | 0.00097038 | 0.0015978
2681 | 0.15625 | 0.035 | 0.72599 | 2.1381 | 2 | 6480 | 1.8218 | 3.2347 | 1197.6903 | 6.6007 | 5514.6212 | 441.1905 | 3125.8953 | 2.6099 | 0.041258 | 65.1547
1507 | 1.5 | 0.12 | 1.7233 | 2.4535 | 1 | 3240 | 5.4155 | 17.0061 | 12316.6219 | 0.50256 | 4030.7669 | 42.8513 | 32183.712 | 2.613 | 0.00011958 | 0.0061297
1243 | 0.75 | 0.035 | 2.8717 | 2.1844 | 1 | 3240 | 4.7584 | 7.6705 | 5557.8213 | 1.3667 | 5480.7951 | 94.8183 | 14544.8195 | 2.617 | 0.0008844 | 0.065212
332 | 0.09375 | 0.02 | 2.3254 | 2.4487 | 2 | 6480 | 2.1405 | 2.2792 | 791.4227 | 7.8469 | 3933.4753 | 664.8535 | 2074.3146 | 2.621 | 0.058307 | 475.7527
2962 | 1.25 | 0.083 | 2.3786 | 2.7453 | 1 | 3240 | 6.0072 | 15.8695 | 11164.8597 | 0.46171 | 3085.9074 | 47.1163 | 29270.4221 | 2.6217 | 0.00010093 | 0.012171
1056 | 0.125 | 0.049 | 2.2828 | 2.382 | 2 | 6480 | 2.3457 | 2.9026 | 1117.7482 | 5.8245 | 3892.9135 | 469.9816 | 2934.4028 | 2.6253 | 0.032125 | 7914.7435
1373 | 0.5 | 0.02 | 1.4778 | 1.2803 | 1 | 3240 | 2.6021 | 3.1067 | 2391.6464 | 13.4213 | 35881.2621 | 219.6413 | 6278.944 | 2.6254 | 0.085286 | 0.20101
1100 | 0.28125 | 0.028 | 1.1064 | 2.8101 | 2 | 6480 | 2.4244 | 7.4069 | 2568.8673 | 1.9349 | 2909.6958 | 204.2915 | 6750.7218 | 2.6279 | 0.0035451 | 1.669
1211 | 0.15625 | 0.049 | 0.76613 | 2.0963 | 2 | 6480 | 1.8409 | 3.175 | 1204.9678 | 6.811 | 5690.2747 | 433.9959 | 3177.7151 | 2.6372 | 0.043928 | 315.0864
1594 | 2 | 0.065 | 1.4549 | 2.7623 | 1 | 3240 | 5.9107 | 25.4386 | 17628.6047 | 0.2896 | 3096.9375 | 29.6085 | 46578.374 | 2.6422 | 3.9709e-05 | 0.0013562
335 | 0.15625 | 0.035 | 1.1509 | 2.3712 | 2 | 6480 | 2.0241 | 3.5679 | 1274.7372 | 5.1473 | 4300.3225 | 409.3344 | 3369.1653 | 2.643 | 0.025088 | 69.3461
2546 | 1.25 | 0.035 | 1.0616 | 1.6699 | 1 | 3240 | 3.4983 | 9.7232 | 7343.9802 | 1.8289 | 12223.6834 | 70.934 | 19442.2283 | 2.6474 | 0.0015837 | 0.0057018
1995 | 0.21875 | 0.035 | 0.88504 | 2.4804 | 2 | 6480 | 2.0661 | 5.1414 | 1807.008 | 3.3633 | 3933.8681 | 287.8477 | 4791.1279 | 2.6514 | 0.010712 | 7.9367
2498 | 0.125 | 0.049 | 2.2724 | 2.4267 | 2 | 6480 | 2.3418 | 2.9537 | 1116.5461 | 5.6481 | 3774.9771 | 465.6197 | 2961.8916 | 2.6527 | 0.030208 | 7906.2311
2548 | 0.3125 | 0.028 | 1.0396 | 2.926 | 2 | 6480 | 2.4662 | 8.541 | 2886.1376 | 1.6186 | 2704.4735 | 179.449 | 7685.2758 | 2.6628 | 0.0024807 | 1.0036
2755 | 0.28125 | 0.028 | 2.6602 | 1.2962 | 1 | 3240 | 2.6162 | 1.8468 | 1350.1531 | 22.4965 | 33830.8443 | 381.2445 | 3617.4038 | 2.6793 | 0.23962 | 3.5087
2954 | 1.375 | 0.065 | 2.1981 | 2.9122 | 1 | 3240 | 6.082 | 18.4878 | 12406.762 | 0.37923 | 2788.0745 | 41.4418 | 33278.3316 | 2.6823 | 6.809e-05 | 0.0070664
1843 | 0.21875 | 0.035 | 0.98195 | 2.604 | 2 | 6480 | 2.1307 | 5.3886 | 1841.449 | 3.0461 | 3562.8262 | 278.7148 | 4948.1234 | 2.6871 | 0.0087863 | 8.088
1033 | 0.3125 | 0.016 | 2.7093 | 1.3839 | 1 | 3240 | 2.7663 | 2.1573 | 1557.3176 | 15.0472 | 25142.5952 | 329.4033 | 4186.7076 | 2.6884 | 0.1072 | 1.5147
1185 | 0.09375 | 0.02 | 1.1167 | 2.2531 | 2 | 6480 | 1.7951 | 2.1114 | 712.5232 | 10.077 | 5051.3221 | 718.254 | 1920.094 | 2.6948 | 0.096157 | 428.3233
1421 | 0.375 | 0.065 | 0.80986 | 2.8689 | 2 | 6480 | 2.4017 | 10.0176 | 3404.3637 | 1.4141 | 2835.3249 | 150.1926 | 9182.3128 | 2.6972 | 0.0018935 | 1.1852
593 | 1.25 | 0.049 | 2.1599 | 2.7356 | 1 | 3240 | 5.5906 | 15.8138 | 10530.4636 | 0.49228 | 3290.2057 | 48.3291 | 28535.9363 | 2.7098 | 0.00011474 | 0.0090001
1078 | 0.6875 | 0.065 | 2.2511 | 1.8625 | 1 | 3240 | 3.8345 | 6.0344 | 4320.8541 | 2.4141 | 8874.0856 | 117.5513 | 11732.0263 | 2.7152 | 0.0027592 | 0.12242
1301 | 0.15625 | 0.035 | 2.1665 | 2.9619 | 2 | 6480 | 2.5078 | 4.4118 | 1458.8906 | 3.1434 | 2626.1783 | 347.9227 | 3963.8553 | 2.717 | 0.0093567 | 79.3641
1321 | 0.3125 | 0.028 | 0.9356 | 2.9426 | 2 | 6480 | 2.3672 | 8.5885 | 2810.6884 | 1.6478 | 2753.2992 | 180.5844 | 7636.9579 | 2.7171 | 0.0025711 | 0.9774
1499 | 0.125 | 0.02 | 0.75395 | 2.3057 | 2 | 6480 | 1.7633 | 2.8155 | 940.334 | 7.3275 | 4897.4694 | 539.5286 | 2556.1487 | 2.7183 | 0.050844 | 67.7882
1654 | 0.875 | 0.065 | 2.7175 | 2.4906 | 1 | 3240 | 5.0998 | 10.1437 | 6848.088 | 0.88138 | 4123.5723 | 74.0631 | 18620.8043 | 2.7191 | 0.0003678 | 0.047803
249 | 0.375 | 0.02 | 2.6964 | 1.5158 | 1 | 3240 | 3.017 | 2.7788 | 1983.2954 | 8.7952 | 17635.2444 | 255.6533 | 5394.4739 | 2.72 | 0.036625 | 0.79012
817 | 0.15625 | 0.049 | 2.2477 | 2.8955 | 2 | 6480 | 2.5465 | 4.317 | 1473.6193 | 3.2209 | 2690.9519 | 343.8646 | 4010.6348 | 2.7216 | 0.0098239 | 385.3359
1187 | 0.875 | 0.065 | 1.6855 | 1.8382 | 1 | 3240 | 3.7236 | 7.5337 | 5380.945 | 1.9948 | 9332.7833 | 93.9368 | 14681.311 | 2.7284 | 0.001884 | 0.037562
2254 | 0.1875 | 0.02 | 0.93105 | 2.6046 | 2 | 6480 | 2.0081 | 4.6457 | 1522.3631 | 3.683 | 3692.389 | 331.8244 | 4156.1598 | 2.7301 | 0.012845 | 8.0688
1395 | 1.25 | 0.083 | 2.3744 | 2.9582 | 1 | 3240 | 5.9993 | 17.086 | 11152.8516 | 0.41196 | 2753.4244 | 45.28 | 30457.4976 | 2.7309 | 8.0354e-05 | 0.012158
2168 | 1 | 0.065 | 1.8874 | 2.1589 | 1 | 3240 | 4.3524 | 10.0503 | 6915.8468 | 1.1226 | 6002.4567 | 72.8613 | 18927.9405 | 2.7369 | 0.00059668 | 0.022714
1754 | 0.09375 | 0.02 | 2.6794 | 2.7746 | 2 | 6480 | 2.2416 | 2.5586 | 814.5336 | 6.2241 | 3120.0019 | 616.3086 | 2237.7025 | 2.7472 | 0.036684 | 489.6455
405 | 0.875 | 0.049 | 1.9053 | 2.0203 | 1 | 3240 | 4.0167 | 8.2623 | 5693.4824 | 1.5488 | 7245.9381 | 88.0205 | 15668.1145 | 2.7519 | 0.0011357 | 0.03359
1407 | 1.5 | 0.095 | 1.9372 | 2.9566 | 1 | 3240 | 5.9044 | 20.4567 | 13209.9644 | 0.34808 | 2791.7775 | 37.9321 | 36357.4588 | 2.7523 | 5.7367e-05 | 0.0056266
1919 | 1.25 | 0.049 | 1.4649 | 2.1572 | 1 | 3240 | 4.2667 | 12.5085 | 8514.191 | 0.91315 | 6103.1762 | 58.8095 | 23450.5464 | 2.7543 | 0.0003948 | 0.0072768
203 | 0.0625 | 0.028 | 2.6306 | 2.0842 | 2 | 6480 | 1.9771 | 1.3711 | 502.7382 | 16.5061 | 5516.0757 | 994.5886 | 1386.6187 | 2.7581 | 0.258 | 2119660.6038
1715 | 0.09375 | 0.02 | 1.5628 | 2.4879 | 2 | 6480 | 1.9226 | 2.3127 | 741.6429 | 8.1534 | 4087.1078 | 672.9778 | 2049.2729 | 2.7632 | 0.062951 | 445.8283
2689 | 1 | 0.049 | 1.2276 | 1.7139 | 1 | 3240 | 3.3469 | 8.0158 | 5690.7384 | 2.2147 | 11841.9139 | 87.657 | 15733.0853 | 2.7647 | 0.0023223 | 0.016176
2584 | 0.625 | 0.083 | 1.3191 | 1.3886 | 1 | 3240 | 2.7325 | 4.1479 | 3088.85 | 7.4954 | 25048.4816 | 161.428 | 8543.2195 | 2.7658 | 0.0266 | 0.2095
2828 | 0.15625 | 0.035 | 1.0415 | 2.5355 | 2 | 6480 | 1.972 | 3.8026 | 1254.8907 | 4.6693 | 3900.9932 | 396.9721 | 3474.086 | 2.7684 | 0.020645 | 68.2665
313 | 0.125 | 0.035 | 2.542 | 2.9613 | 2 | 6480 | 2.4445 | 3.5648 | 1147.8299 | 3.9965 | 2671.1114 | 432.392 | 3189.5025 | 2.7787 | 0.015124 | 472.0355
812 | 0.1875 | 0.035 | 0.97721 | 2.6597 | 2 | 6480 | 2.0345 | 4.7401 | 1534.416 | 3.5328 | 3541.8132 | 323.0127 | 4269.5386 | 2.7825 | 0.011818 | 20.1952
1839 | 2.375 | 0.065 | 0.77422 | 2.2127 | 1 | 3240 | 4.2783 | 24.2069 | 16210.6073 | 0.45765 | 5811.7138 | 30.5607 | 45127.0582 | 2.7838 | 9.9166e-05 | 0.00050558
1559 | 1 | 0.049 | 1.7491 | 2.1309 | 1 | 3240 | 4.1417 | 9.9226 | 6659.0955 | 1.1947 | 6387.8813 | 74.3848 | 18540.279 | 2.7842 | 0.00067577 | 0.018928
1734 | 0.0625 | 0.02 | 2.2634 | 2.3818 | 2 | 6480 | 1.9072 | 1.5412 | 492.0866 | 13.2315 | 4421.7374 | 1005.9131 | 1371.0083 | 2.7861 | 0.16578 | 14450.7146
895 | 3 | 0.065 | 0.63825 | 2.299 | 1 | 3240 | 4.3941 | 31.7124 | 20899.7474 | 0.33141 | 5316.0702 | 23.5708 | 58509.4487 | 2.7995 | 5.2002e-05 | 0.0001932
2205 | 1.5 | 0.12 | 1.2575 | 2.2425 | 1 | 3240 | 4.3505 | 15.5588 | 10370.3193 | 0.69827 | 5600.3728 | 47.4723 | 29050.9392 | 2.8014 | 0.00023085 | 0.005161
2859 | 2 | 0.065 | 1.292 | 2.8287 | 1 | 3240 | 5.414 | 26.0455 | 16418.3653 | 0.29966 | 3204.5335 | 29.9589 | 46033.576 | 2.8038 | 4.2516e-05 | 0.0012631
2367 | 1 | 0.12 | 2.25 | 2.5321 | 1 | 3240 | 4.905 | 11.7565 | 7589.0614 | 0.77381 | 4137.5299 | 64.4259 | 21406.2291 | 2.8207 | 0.00028351 | 0.042801
62 | 0.0625 | 0.028 | 0.67753 | 1.8284 | 2 | 6480 | 1.6051 | 1.2249 | 446.0767 | 24.347 | 8136.3753 | 1095.2348 | 1259.1959 | 2.8228 | 0.56133 | 1880762.5869
1124 | 1.75 | 0.065 | 0.91617 | 2.0886 | 1 | 3240 | 3.9194 | 16.891 | 11179.5391 | 0.73927 | 6917.4365 | 43.5695 | 31653.2511 | 2.8314 | 0.00025876 | 0.0017452
615 | 2.375 | 0.065 | 0.96513 | 2.6532 | 1 | 3240 | 4.9693 | 28.9903 | 18210.0536 | 0.29885 | 3795.0584 | 26.7256 | 51602.7114 | 2.8337 | 4.2286e-05 | 0.00056794
2350 | 2 | 0.065 | 0.94955 | 2.3337 | 1 | 3240 | 4.3702 | 21.5196 | 13875.0381 | 0.48618 | 5199.1514 | 35.0628 | 39332.756 | 2.8348 | 0.00011191 | 0.0010675
2824 | 0.125 | 0.035 | 2.1561 | 2.9258 | 2 | 6480 | 2.2975 | 3.5242 | 1103.0484 | 4.2354 | 2830.7911 | 441.0273 | 3127.0515 | 2.8349 | 0.016987 | 453.6195
2840 | 0.09375 | 0.02 | 1.0906 | 2.4784 | 2 | 6480 | 1.7876 | 2.3046 | 710.8194 | 8.5612 | 4291.5343 | 683.3598 | 2018.1391 | 2.8392 | 0.069406 | 427.2992
1556 | 3 | 0.065 | 0.76577 | 2.7107 | 1 | 3240 | 4.9771 | 37.3606 | 23030.7772 | 0.22835 | 3662.9456 | 20.9251 | 65907.0827 | 2.8617 | 2.4689e-05 | 0.0002129
1083 | 0.15625 | 0.049 | 0.72955 | 2.4313 | 2 | 6480 | 1.8234 | 3.6537 | 1198.3347 | 5.2456 | 4382.4684 | 402.1202 | 3429.609 | 2.862 | 0.026056 | 313.3519
1414 | 0.375 | 0.02 | 1.6762 | 1.3736 | 1 | 3240 | 2.434 | 2.5351 | 1716.9336 | 14.0255 | 28122.6026 | 280.0532 | 4924.4762 | 2.8682 | 0.093139 | 0.68401
1015 | 0.15625 | 0.035 | 1.2175 | 2.8076 | 2 | 6480 | 2.0558 | 4.1913 | 1286.8165 | 3.868 | 3231.5391 | 373.3729 | 3693.6672 | 2.8704 | 0.014167 | 70.0032
1850 | 1.5 | 0.095 | 0.86039 | 1.8839 | 1 | 3240 | 3.4429 | 13.0997 | 8711.5139 | 1.1684 | 9371.4246 | 54.964 | 25091.2239 | 2.8802 | 0.00064641 | 0.0037105
319 | 0.875 | 0.065 | 1.445 | 1.8683 | 1 | 3240 | 3.4029 | 7.6542 | 5039.0838 | 2.0562 | 9620.1371 | 94.675 | 14566.8315 | 2.8908 | 0.0020018 | 0.035175
1521 | 0.25 | 0.065 | 0.68171 | 2.7651 | 2 | 6480 | 1.9955 | 6.5009 | 2022.124 | 2.5207 | 3369.5645 | 234.7722 | 5874.2694 | 2.905 | 0.006017 | 18.3485
793 | 0.75 | 0.083 | 2.8496 | 2.597 | 1 | 3240 | 4.7331 | 9.0851 | 5534.7359 | 1.0179 | 4081.9116 | 85.6557 | 16100.68 | 2.909 | 0.00049055 | 0.11937
1922 | 0.28125 | 0.028 | 2.7841 | 1.5027 | 1 | 3240 | 2.6693 | 2.1123 | 1368.3563 | 13.079 | 19668.4741 | 345.1941 | 3995.1881 | 2.9197 | 0.080991 | 3.556
1803 | 0.09375 | 0.02 | 0.93705 | 2.6011 | 2 | 6480 | 1.7438 | 2.4098 | 700.7974 | 8.0184 | 4019.4311 | 669.4344 | 2060.1202 | 2.9397 | 0.060883 | 421.2746
952 | 0.125 | 0.049 | 0.8747 | 2.3911 | 2 | 6480 | 1.8093 | 2.9131 | 954.3467 | 6.7768 | 4529.3921 | 491.5297 | 2805.7615 | 2.94 | 0.043488 | 6757.7019
2523 | 0.625 | 0.12 | 2.2116 | 1.9426 | 1 | 3240 | 3.5825 | 5.7308 | 3736.1537 | 2.5549 | 8537.936 | 125.3828 | 10999.2346 | 2.944 | 0.0030905 | 0.51194
2193 | 0.5 | 0.049 | 2.9107 | 2.0887 | 1 | 3240 | 3.6939 | 4.9549 | 3056.7746 | 2.7034 | 7227.4208 | 152.8179 | 9024.5674 | 2.9523 | 0.0034603 | 0.44046
1302 | 0.875 | 0.049 | 2.75 | 2.9568 | 1 | 3240 | 5.1432 | 12.0085 | 6894.313 | 0.66692 | 3120.2171 | 67.6555 | 20384.3705 | 2.9567 | 0.00021059 | 0.040674
161 | 2 | 0.065 | 0.8472 | 2.3567 | 1 | 3240 | 4.0583 | 21.7296 | 13114.8951 | 0.50565 | 5407.3743 | 35.4854 | 38864.2852 | 2.9634 | 0.00012106 | 0.001009
683 | 0.125 | 0.028 | 0.73328 | 2.6716 | 2 | 6480 | 1.7554 | 3.2336 | 937.9353 | 5.7384 | 3835.384 | 493.5372 | 2794.3491 | 2.9793 | 0.031182 | 155.7128
1446 | 0.0625 | 0.028 | 2.4742 | 2.4369 | 2 | 6480 | 1.9473 | 1.5727 | 498.2007 | 12.5682 | 4200.0826 | 923.1204 | 1493.9712 | 2.9987 | 0.14958 | 2100529.6424
1989 | 1 | 0.12 | 2.0097 | 2.6355 | 1 | 3240 | 4.5389 | 12.2293 | 7142.9689 | 0.77016 | 4117.9967 | 64.3283 | 21438.6886 | 3.0014 | 0.00028084 | 0.040285
1671 | 0.28125 | 0.028 | 1.7851 | 1.3599 | 1 | 3240 | 2.2411 | 1.9286 | 1221.627 | 20.4646 | 30775.1428 | 375.23 | 3675.3868 | 3.0086 | 0.19829 | 3.1747
1821 | 0.375 | 0.028 | 2.6085 | 1.7697 | 1 | 3240 | 2.9667 | 3.2142 | 1960.3444 | 5.9624 | 11955.2109 | 233.1532 | 5915.06 | 3.0174 | 0.016832 | 0.94985
1117 | 0.4375 | 0.049 | 1.6479 | 1.5306 | 1 | 3240 | 2.5747 | 3.2417 | 2078.1105 | 8.159 | 19086.0967 | 219.9247 | 6270.8525 | 3.0176 | 0.031518 | 0.67274
1703 | 1.25 | 0.035 | 1.0946 | 2.1564 | 1 | 3240 | 3.5612 | 12.5036 | 7439.8352 | 1.0458 | 6989.642 | 61.2642 | 22510.951 | 3.0257 | 0.00051781 | 0.0057762
1655 | 0.6875 | 0.065 | 1.2352 | 1.6691 | 1 | 3240 | 2.7702 | 5.4265 | 3429.3595 | 3.9208 | 14412.9636 | 132.2923 | 10424.7571 | 3.0399 | 0.0072785 | 0.097158
2114 | 3 | 0.065 | 0.64915 | 2.7331 | 1 | 3240 | 4.4439 | 37.6675 | 21081.9679 | 0.24624 | 3949.8853 | 21.454 | 64282.5477 | 3.0492 | 2.8708e-05 | 0.00019489
622 | 0.15625 | 0.035 | 0.69843 | 2.863 | 2 | 6480 | 1.8086 | 4.2705 | 1192.6918 | 4.0491 | 3382.8373 | 379.0693 | 3638.1613 | 3.0504 | 0.015525 | 64.8828
2926 | 0.25 | 0.02 | 2.0024 | 1.4034 | 1 | 3240 | 2.2389 | 1.7841 | 1085.2155 | 20.5517 | 27472.1819 | 415.7789 | 3316.9435 | 3.0565 | 0.19998 | 4.1997
1153 | 0.4375 | 0.049 | 2.8737 | 2.0402 | 1 | 3240 | 3.3921 | 4.2608 | 2513.776 | 3.4409 | 8049.1752 | 179.4015 | 7687.3109 | 3.0581 | 0.0056057 | 0.81378
1047 | 1 | 0.035 | 0.92071 | 1.8071 | 1 | 3240 | 2.8792 | 8.4422 | 5120.8963 | 2.1767 | 11638.9023 | 87.5111 | 15759.3234 | 3.0775 | 0.0022434 | 0.01288
2943 | 0.25 | 0.02 | 1.6089 | 1.3454 | 1 | 3240 | 2.089 | 1.7178 | 1039.5525 | 25.0589 | 33497.0799 | 430.2795 | 3205.1612 | 3.0832 | 0.29731 | 4.023
2455 | 0.375 | 0.083 | 2.6121 | 1.733 | 1 | 3240 | 2.9688 | 3.1513 | 1961.2899 | 6.2579 | 12547.6898 | 227.7832 | 6054.5087 | 3.087 | 0.018542 | 5.1575
1053 | 0.1875 | 0.049 | 0.6012 | 2.9462 | 2 | 6480 | 1.8196 | 5.2312 | 1436.2376 | 3.2188 | 3226.9987 | 308.5205 | 4470.092 | 3.1124 | 0.0098109 | 56.1553
2388 | 1.25 | 0.065 | 1.199 | 2.3963 | 1 | 3240 | 3.7601 | 13.8748 | 7742.7821 | 0.8322 | 5562.1541 | 57.0984 | 24153.2875 | 3.1195 | 0.00032791 | 0.0074068
2810 | 1 | 0.049 | 1.8785 | 2.8506 | 1 | 3240 | 4.3388 | 13.2128 | 6899.2401 | 0.70468 | 3767.8765 | 63.1449 | 21840.4696 | 3.1656 | 0.00023511 | 0.019611
2958 | 0.5 | 0.028 | 1.9444 | 1.9478 | 1 | 3240 | 2.9577 | 4.6326 | 2608.2604 | 3.6395 | 9729.9846 | 166.7167 | 8272.2098 | 3.1715 | 0.0062714 | 0.25256
2880 | 0.0625 | 0.028 | 1.3398 | 2.4806 | 2 | 6480 | 1.7312 | 1.5977 | 465.2913 | 13.0599 | 4364.4084 | 933.1903 | 1477.8499 | 3.1762 | 0.16151 | 1961776.1144
644 | 0.25 | 0.028 | 2.5524 | 1.5997 | 1 | 3240 | 2.4485 | 2.0084 | 1149.0394 | 13.0568 | 17453.476 | 377.8138 | 3650.2514 | 3.1768 | 0.080717 | 6.1053
1830 | 0.0625 | 0.028 | 0.81679 | 2.3653 | 2 | 6480 | 1.6316 | 1.5318 | 450.1168 | 14.6404 | 4892.5675 | 963.1649 | 1431.8579 | 3.1811 | 0.20297 | 1897796.8307
2551 | 0.75 | 0.049 | 1.2539 | 1.93 | 1 | 3240 | 2.9092 | 6.798 | 3868.0796 | 2.501 | 10029.5013 | 111.8205 | 12333.2926 | 3.1885 | 0.0029615 | 0.053698
1288 | 1.375 | 0.049 | 1.3146 | 2.8348 | 1 | 3240 | 4.2307 | 18.0012 | 9305.2965 | 0.52695 | 3874.153 | 46.4282 | 29704.2527 | 3.1922 | 0.00013147 | 0.0047883
73 | 0.6875 | 0.065 | 1.2014 | 1.8038 | 1 | 3240 | 2.7347 | 5.8497 | 3399.6469 | 3.2925 | 12103.3491 | 127.0452 | 10855.3147 | 3.1931 | 0.0051327 | 0.096316
741 | 0.28125 | 0.028 | 2.1559 | 1.6079 | 1 | 3240 | 2.4001 | 2.2476 | 1276.0858 | 11.5977 | 17440.8421 | 336.7349 | 4095.5523 | 3.2095 | 0.063684 | 3.3162
360 | 0.75 | 0.12 | 2.1895 | 2.6066 | 1 | 3240 | 3.9786 | 9.1179 | 4845.3239 | 1.1558 | 4634.9667 | 88.4133 | 15598.5119 | 3.2193 | 0.00063249 | 0.17968
1707 | 0.28125 | 0.028 | 1.8418 | 1.5381 | 1 | 3240 | 2.2654 | 2.1578 | 1229.9489 | 13.5944 | 20443.6601 | 347.8822 | 3964.3166 | 3.2232 | 0.087501 | 3.1963
347 | 0.5 | 0.065 | 1.6703 | 1.8243 | 1 | 3240 | 2.7488 | 4.3504 | 2481.0154 | 4.3991 | 11760.8264 | 172.195 | 8009.0327 | 3.2281 | 0.0091626 | 0.49816
2441 | 0.375 | 0.065 | 2.5568 | 1.931 | 1 | 3240 | 2.9372 | 3.4907 | 1946.8533 | 4.9639 | 9953.1893 | 218.2611 | 6318.6497 | 3.2456 | 0.011667 | 2.7112
1471 | 0.0625 | 0.02 | 0.68362 | 2.8259 | 2 | 6480 | 1.6062 | 1.795 | 446.2533 | 11.042 | 3690.0614 | 951.4204 | 1449.533 | 3.2482 | 0.11546 | 13104.7673
2990 | 0.21875 | 0.035 | 1.2178 | 1.3109 | 1 | 3240 | 1.882 | 1.4911 | 854.4391 | 33.8662 | 39611.27 | 494.2586 | 2790.2707 | 3.2656 | 0.54303 | 15.0115
1484 | 0.75 | 0.12 | 1.5157 | 2.1597 | 1 | 3240 | 3.2085 | 7.5855 | 4141.5916 | 1.8732 | 7512.0955 | 101.7255 | 13557.2193 | 3.2734 | 0.0016614 | 0.15358
1847 | 0.4375 | 0.049 | 1.636 | 1.7732 | 1 | 3240 | 2.5668 | 3.7268 | 2073.9105 | 5.6108 | 13125.1976 | 202.7332 | 6802.61 | 3.2801 | 0.014905 | 0.67138
2404 | 0.4375 | 0.049 | 1.1558 | 1.5732 | 1 | 3240 | 2.2467 | 3.3268 | 1903.2492 | 8.247 | 19292.1765 | 220.4053 | 6257.1792 | 3.2876 | 0.032202 | 0.61614
2865 | 0.15625 | 0.035 | 2.4968 | 1.3869 | 1 | 3240 | 2.0705 | 1.1707 | 646.206 | 35.9889 | 30067.1852 | 648.6676 | 2126.074 | 3.2901 | 0.61324 | 140.6153
947 | 0.0625 | 0.028 | 1.89 | 2.8171 | 2 | 6480 | 1.836 | 1.79 | 481.2518 | 10.2882 | 3438.1563 | 870.7164 | 1583.8857 | 3.2912 | 0.10023 | 2029069.2992
1019 | 2.5 | 0.065 | 0.68948 | 2.9364 | 1 | 3240 | 4.1029 | 33.7436 | 16529.6677 | 0.28108 | 3757.2815 | 25.3097 | 54489.4889 | 3.2965 | 3.7407e-05 | 0.00039432
903 | 0.28125 | 0.028 | 2.2595 | 1.7264 | 1 | 3240 | 2.4445 | 2.3999 | 1291.3011 | 9.5923 | 14425.0672 | 323.096 | 4268.4384 | 3.3055 | 0.043565 | 3.3558
1344 | 0.0625 | 0.028 | 1.0895 | 2.6409 | 2 | 6480 | 1.6836 | 1.6893 | 458.03 | 11.9708 | 4000.4251 | 910.3473 | 1514.933 | 3.3075 | 0.1357 | 1931160.5088
2911 | 0.3125 | 0.065 | 2.6464 | 1.8466 | 1 | 3240 | 2.7364 | 2.8183 | 1545.9074 | 6.8743 | 11486.4571 | 268.7943 | 5130.7451 | 3.3189 | 0.022375 | 8.3907
2091 | 0.5 | 0.02 | 1.8479 | 2.0941 | 1 | 3240 | 2.8841 | 4.9672 | 2563.4754 | 3.2078 | 8575.9072 | 161.7331 | 8527.1042 | 3.3264 | 0.0048719 | 0.21545
1372 | 0.5 | 0.12 | 2.6939 | 2.3899 | 1 | 3240 | 3.5288 | 5.6434 | 2956.1683 | 2.1897 | 5853.9802 | 139.7207 | 9870.5173 | 3.339 | 0.0022701 | 2.4344
1268 | 0.875 | 0.035 | 0.92886 | 1.9957 | 1 | 3240 | 2.7146 | 8.1639 | 4305.3878 | 2.0987 | 9818.7457 | 95.7574 | 14402.1861 | 3.3452 | 0.0020853 | 0.022046
399 | 2.25 | 0.065 | 0.64232 | 2.717 | 1 | 3240 | 3.6785 | 28.1298 | 13713.2724 | 0.38211 | 4596.9883 | 30.0097 | 45955.6654 | 3.3512 | 6.913e-05 | 0.00056772
1635 | 0.0625 | 0.028 | 2.0016 | 2.9753 | 2 | 6480 | 1.8573 | 1.8804 | 484.4914 | 9.4011 | 3141.6853 | 847.2307 | 1627.7918 | 3.3598 | 0.083691 | 2042727.9006
1298 | 0.28125 | 0.028 | 2.3745 | 1.8205 | 1 | 3240 | 2.4938 | 2.521 | 1308.1936 | 8.3817 | 12604.6143 | 313.2281 | 4402.9101 | 3.3656 | 0.033263 | 3.3997
2322 | 0.75 | 0.049 | 0.7094 | 1.7043 | 1 | 3240 | 2.2868 | 6.0242 | 3299.432 | 3.8714 | 15525.2063 | 124.0455 | 11117.8145 | 3.3696 | 0.0070963 | 0.045804
2913 | 0.3125 | 0.065 | 2.8528 | 1.9718 | 1 | 3240 | 2.8346 | 2.9972 | 1583.3287 | 5.8473 | 9770.3079 | 258.4637 | 5335.8172 | 3.37 | 0.016188 | 8.5938
2373 | 0.6875 | 0.065 | 2.3775 | 2.9293 | 1 | 3240 | 3.967 | 9.3874 | 4431.8074 | 1.0523 | 3868.1275 | 92.0537 | 14981.6391 | 3.3805 | 0.00052425 | 0.12556
1426 | 1.25 | 0.065 | 0.95529 | 2.4651 | 1 | 3240 | 3.2958 | 14.2681 | 7035.6796 | 0.87281 | 5833.5779 | 57.9169 | 23811.9584 | 3.3845 | 0.00036069 | 0.0067304
999 | 0.1875 | 0.02 | 2.4883 | 1.6241 | 1 | 3240 | 2.187 | 1.5723 | 802.0573 | 17.9733 | 18019.0785 | 507.7449 | 2716.1579 | 3.3865 | 0.15295 | 17.0041
32 | 0.6875 | 0.065 | 0.88343 | 1.7948 | 1 | 3240 | 2.4016 | 5.8215 | 3120.6125 | 3.6274 | 13334.4293 | 129.9662 | 10611.3344 | 3.4004 | 0.00623 | 0.088411
83 | 0.75 | 0.065 | 1.8214 | 2.6762 | 1 | 3240 | 3.5579 | 9.3567 | 4460.8347 | 1.2032 | 4825.2699 | 90.6408 | 15215.1721 | 3.4108 | 0.00068549 | 0.075737
2953 | 0.25 | 0.02 | 1.0307 | 1.4571 | 1 | 3240 | 1.8687 | 1.8455 | 972.4501 | 20.24 | 27055.4646 | 414.6362 | 3326.0847 | 3.4203 | 0.19396 | 3.7633
1867 | 1 | 0.065 | 1.5294 | 2.9018 | 1 | 3240 | 3.8068 | 13.4469 | 6251.0919 | 0.75681 | 4046.5936 | 64.4967 | 21382.7316 | 3.4206 | 0.00027118 | 0.02053
569 | 0.875 | 0.049 | 1.676 | 2.8385 | 1 | 3240 | 3.711 | 11.5354 | 5367.5367 | 0.91172 | 4265.5458 | 75.0689 | 18371.3309 | 3.4227 | 0.00039356 | 0.031667
804 | 0.25 | 0.02 | 1.2952 | 1.5323 | 1 | 3240 | 1.9695 | 1.9315 | 1003.1424 | 16.848 | 22521.3046 | 400.6623 | 3442.0884 | 3.4313 | 0.1344 | 3.8821
282 | 0.75 | 0.035 | 1.3784 | 2.3504 | 1 | 3240 | 3.0515 | 8.2396 | 3998.1203 | 1.6664 | 6682.439 | 100.5138 | 13720.6523 | 3.4318 | 0.0013147 | 0.046911
2431 | 0.21875 | 0.035 | 1.1176 | 1.4032 | 1 | 3240 | 1.8486 | 1.5834 | 845.5284 | 26.3905 | 30867.4599 | 474.9092 | 2903.9557 | 3.4345 | 0.32975 | 14.8549
513 | 0.3125 | 0.028 | 2.0061 | 1.8876 | 1 | 3240 | 2.4314 | 2.8769 | 1429.8128 | 7.0893 | 11845.6906 | 278.3425 | 4954.7417 | 3.4653 | 0.023796 | 1.9888
2048 | 0.125 | 0.035 | 1.8352 | 1.3164 | 1 | 3240 | 1.8256 | 0.93233 | 479.6624 | 59.2792 | 39620.2542 | 828.0441 | 1665.5093 | 3.4723 | 1.6638 | 789.0287
185 | 0.5 | 0.049 | 1.9234 | 2.285 | 1 | 3240 | 2.9417 | 5.4035 | 2598.5216 | 2.6944 | 7203.4991 | 152.677 | 9032.8934 | 3.4762 | 0.0034374 | 0.37443
1711 | 0.6875 | 0.065 | 1.9645 | 2.767 | 1 | 3240 | 3.5343 | 8.8775 | 4069.3309 | 1.2512 | 4599.4624 | 97.2956 | 14174.4882 | 3.4832 | 0.00074123 | 0.11529
1778 | 0.0625 | 0.028 | 0.98704 | 2.9458 | 2 | 6480 | 1.664 | 1.8635 | 455.0559 | 10.1608 | 3395.5542 | 867.4632 | 1589.8256 | 3.4937 | 0.097763 | 1918621.29
2124 | 0.4375 | 0.049 | 0.90717 | 1.6444 | 1 | 3240 | 2.0809 | 3.4691 | 1814.8748 | 7.6935 | 17997.2016 | 217.2824 | 6347.1111 | 3.4973 | 0.028024 | 0.58753
2344 | 0.75 | 0.035 | 1.9612 | 2.9822 | 1 | 3240 | 3.7177 | 10.406 | 4606.8651 | 0.98524 | 3951.0098 | 85.5437 | 16121.7591 | 3.4995 | 0.0004596 | 0.054054
960 | 0.25 | 0.049 | 2.9288 | 1.9572 | 1 | 3240 | 2.5919 | 2.4171 | 1192.7181 | 7.8805 | 10534.1604 | 330.1425 | 4177.3332 | 3.5024 | 0.029404 | 16.8167
1952 | 0.25 | 0.01 | 2.1537 | 1.8802 | 1 | 3240 | 2.2966 | 2.329 | 1102.7708 | 9.2694 | 12390.7537 | 355.0571 | 3884.2065 | 3.5222 | 0.040682 | 2.9659
1095 | 0.4375 | 0.049 | 2.5321 | 2.519 | 1 | 3240 | 3.1643 | 5.2187 | 2392.3809 | 2.4757 | 5791.3503 | 163.5104 | 8434.4214 | 3.5255 | 0.0029019 | 0.77448
771 | 0.21875 | 0.035 | 2.5628 | 1.8411 | 1 | 3240 | 2.3304 | 2.0213 | 973.938 | 10.9828 | 12845.909 | 399.0392 | 3456.0899 | 3.5486 | 0.057111 | 17.1109
2906 | 0.75 | 0.083 | 0.84166 | 1.9794 | 1 | 3240 | 2.438 | 6.9675 | 3437.5677 | 2.6722 | 10715.9639 | 112.6956 | 12237.5233 | 3.5599 | 0.0033808 | 0.074141
1011 | 0.5 | 0.035 | 1.442 | 2.1274 | 1 | 3240 | 2.5748 | 5.0432 | 2375.0438 | 3.3602 | 8983.3227 | 162.8872 | 8466.6884 | 3.5649 | 0.0053458 | 0.26142
984 | 0.5 | 0.065 | 1.117 | 1.8841 | 1 | 3240 | 2.3271 | 4.4871 | 2224.1704 | 4.5753 | 12231.968 | 173.8071 | 7934.744 | 3.5675 | 0.0099114 | 0.44659
1705 | 0.5 | 0.083 | 2.4002 | 2.685 | 1 | 3240 | 3.305 | 6.3178 | 2819.8428 | 1.8936 | 5062.4221 | 136.0892 | 10133.9054 | 3.5938 | 0.0016977 | 0.85268
1043 | 0.875 | 0.035 | 1.5122 | 2.9917 | 1 | 3240 | 3.4925 | 12.1481 | 5134.6219 | 0.87978 | 4116.1229 | 74.3736 | 18543.0806 | 3.6114 | 0.00036647 | 0.026293
1493 | 0.3125 | 0.016 | 2.956 | 2.4674 | 1 | 3240 | 2.8838 | 3.7052 | 1602.0473 | 3.8272 | 6394.9855 | 238.026 | 5793.9678 | 3.6166 | 0.0069352 | 1.5582
1034 | 0.6875 | 0.065 | 0.79847 | 1.9563 | 1 | 3240 | 2.3126 | 6.3291 | 3046.0503 | 3.0887 | 11354.1691 | 125.1054 | 11023.6247 | 3.619 | 0.004517 | 0.086298
2265 | 0.25 | 0.083 | 2.3505 | 1.7549 | 1 | 3240 | 2.3715 | 2.1859 | 1125.6103 | 10.5878 | 14153.0889 | 336.8357 | 4094.3268 | 3.6374 | 0.053077 | 170.1566
90 | 0.875 | 0.049 | 1.2255 | 2.7151 | 1 | 3240 | 3.1102 | 11.0417 | 4727.1241 | 1.1097 | 5191.8885 | 79.8356 | 17274.4456 | 3.6543 | 0.00058307 | 0.027888
36 | 0.375 | 0.065 | 1.0519 | 1.7392 | 1 | 3240 | 2.0771 | 3.1619 | 1553.909 | 7.8326 | 15705.2053 | 242.5969 | 5684.801 | 3.6584 | 0.029047 | 2.164
1151 | 0.21875 | 0.035 | 2.8669 | 2.0539 | 1 | 3240 | 2.4317 | 2.2341 | 1000.9544 | 8.5289 | 9975.7298 | 375.5387 | 3672.3649 | 3.6689 | 0.034441 | 17.5856
767 | 0.4375 | 0.049 | 2.6925 | 2.8355 | 1 | 3240 | 3.2712 | 5.8517 | 2449.3587 | 2.0012 | 4681.4305 | 153.3094 | 8995.6331 | 3.6726 | 0.0018962 | 0.79293
1182 | 0.5 | 0.02 | 2.2324 | 2.8996 | 1 | 3240 | 3.1771 | 6.8084 | 2741.9253 | 1.7274 | 4618.1226 | 135.033 | 10213.1731 | 3.7248 | 0.0014128 | 0.23045
2083 | 0.1875 | 0.028 | 2.7971 | 2.0054 | 1 | 3240 | 2.2753 | 1.8991 | 822.2129 | 10.8836 | 10911.3729 | 449.0132 | 3071.436 | 3.7356 | 0.056084 | 27.5929
1164 | 0.75 | 0.083 | 1.575 | 2.9496 | 1 | 3240 | 3.2762 | 10.2941 | 4203.4652 | 1.0979 | 4402.6761 | 87.7454 | 15717.2294 | 3.7391 | 0.00057068 | 0.090659
1006 | 0.21875 | 0.035 | 2.5505 | 2.0634 | 1 | 3240 | 2.3263 | 2.2437 | 972.8449 | 8.6965 | 10171.7559 | 377.3625 | 3654.6161 | 3.7566 | 0.035808 | 17.0917
1170 | 0.1875 | 0.028 | 2.3989 | 1.9341 | 1 | 3240 | 2.1615 | 1.838 | 796.2196 | 12.0965 | 12127.316 | 460.515 | 2994.7235 | 3.7612 | 0.06928 | 26.7206
926 | 0.125 | 0.049 | 1.1177 | 1.2632 | 1 | 3240 | 1.6889 | 0.90192 | 458.8457 | 74.4981 | 49792.0109 | 797.324 | 1729.6799 | 3.7696 | 2.6277 | 12996.2941
662 | 0.4375 | 0.049 | 1.5483 | 2.2963 | 1 | 3240 | 2.5083 | 4.7731 | 2042.7148 | 3.3978 | 7948.4461 | 178.7939 | 7713.4375 | 3.7761 | 0.0054663 | 0.66128
2216 | 0.3125 | 0.049 | 1.1916 | 1.8584 | 1 | 3240 | 2.0435 | 2.8352 | 1282.1232 | 8.1745 | 13658.8818 | 283.4877 | 4864.8148 | 3.7943 | 0.031638 | 3.6466
226 | 0.25 | 0.028 | 0.9207 | 1.7133 | 1 | 3240 | 1.8268 | 2.1383 | 959.685 | 13.1434 | 17569.1672 | 378.338 | 3645.1931 | 3.7983 | 0.081791 | 5.0992
597 | 0.25 | 0.028 | 2.6172 | 2.2998 | 1 | 3240 | 2.4731 | 2.8086 | 1156.5539 | 5.985 | 8000.3141 | 313.4385 | 4399.9544 | 3.8044 | 0.01696 | 6.1452
1501 | 0.375 | 0.049 | 0.90005 | 1.8486 | 1 | 3240 | 1.9904 | 3.3495 | 1514.2685 | 7.0012 | 14038.0922 | 239.1824 | 5765.9555 | 3.8077 | 0.023208 | 1.2905
139 | 0.09375 | 0.02 | 2.0984 | 1.5901 | 1 | 3240 | 1.7758 | 0.86157 | 354.0587 | 43.0597 | 21584.7397 | 1022.8481 | 1348.3089 | 3.8082 | 0.87788 | 851.3498
603 | 0.125 | 0.02 | 1.3738 | 1.6082 | 1 | 3240 | 1.7377 | 1.0991 | 466.2764 | 31.7245 | 21203.5992 | 776.5433 | 1775.9669 | 3.8088 | 0.47652 | 134.4546
504 | 0.4375 | 0.049 | 2.4474 | 2.9488 | 1 | 3240 | 3.1078 | 6.0784 | 2362.2529 | 1.9544 | 4571.7847 | 152.1804 | 9062.3725 | 3.8363 | 0.0018084 | 0.76473
1026 | 0.3125 | 0.049 | 0.69391 | 1.7042 | 1 | 3240 | 1.8065 | 2.6149 | 1191.8732 | 10.7193 | 17911.0273 | 300.5725 | 4588.2955 | 3.8497 | 0.054403 | 3.3899
1547 | 0.28125 | 0.028 | 2.2734 | 2.3683 | 1 | 3240 | 2.4504 | 3.2253 | 1293.3408 | 5.0841 | 7645.6227 | 275.8458 | 4999.5882 | 3.8656 | 0.012238 | 3.3611
1921 | 0.28125 | 0.028 | 0.61298 | 1.715 | 1 | 3240 | 1.7387 | 2.3852 | 1049.4759 | 11.9905 | 18031.5588 | 339.0936 | 4067.0633 | 3.8753 | 0.068071 | 2.7273
2161 | 0.125 | 0.049 | 1.8573 | 1.4307 | 1 | 3240 | 1.8298 | 0.99763 | 480.3034 | 43.4938 | 29069.8175 | 739.9485 | 1863.799 | 3.8805 | 0.89567 | 13604.0577
821 | 0.21875 | 0.035 | 2.7263 | 2.2778 | 1 | 3240 | 2.3849 | 2.4581 | 988.4646 | 7.1232 | 8331.6457 | 358.5748 | 3846.1018 | 3.891 | 0.024024 | 17.3661
191 | 0.28125 | 0.028 | 1.4877 | 2.127 | 1 | 3240 | 2.1137 | 2.9151 | 1177.9447 | 6.7772 | 10191.6935 | 297.4567 | 4636.357 | 3.936 | 0.021747 | 3.0612
1760 | 0.3125 | 0.065 | 1.4089 | 2.0504 | 1 | 3240 | 2.147 | 3.1095 | 1321.5155 | 6.4813 | 10829.6728 | 265.05 | 5203.2271 | 3.9373 | 0.019889 | 7.1728
1820 | 0.3125 | 0.083 | 2.513 | 2.4947 | 1 | 3240 | 2.6728 | 3.7443 | 1521.7189 | 3.9557 | 6609.5921 | 229.6852 | 6004.3704 | 3.9458 | 0.0074085 | 19.8908
1846 | 0.75 | 0.065 | 0.91472 | 2.5758 | 1 | 3240 | 2.5215 | 9.0123 | 3513.8732 | 1.6249 | 6516.0666 | 99.1382 | 13911.0375 | 3.9589 | 0.0012501 | 0.059659
2922 | 0.875 | 0.065 | 0.9954 | 2.8892 | 1 | 3240 | 2.8034 | 11.7381 | 4399.9742 | 1.0824 | 5063.9554 | 79.0087 | 17455.2225 | 3.9671 | 0.00055468 | 0.030714
866 | 0.875 | 0.12 | 0.75098 | 2.4962 | 1 | 3240 | 2.4774 | 10.166 | 4052.5252 | 1.4838 | 6942.2233 | 85.7183 | 16088.9317 | 3.9701 | 0.0010425 | 0.053597
2066 | 0.375 | 0.028 | 1.5835 | 2.4644 | 1 | 3240 | 2.381 | 4.4051 | 1692.7142 | 3.6297 | 7277.8688 | 204.9904 | 6727.7066 | 3.9745 | 0.0062378 | 0.82018
438 | 0.625 | 0.049 | 1.3314 | 2.8654 | 1 | 3240 | 2.7441 | 8.3679 | 3097.7286 | 1.557 | 5203.1176 | 111.4614 | 12373.0351 | 3.9942 | 0.0011478 | 0.1209
2536 | 0.3125 | 0.065 | 2.7796 | 2.7883 | 1 | 3240 | 2.7998 | 4.1637 | 1570.0644 | 3.2044 | 5354.345 | 219.4993 | 6283.0048 | 4.0017 | 0.0048618 | 8.5218
1607 | 0.15625 | 0.035 | 1.9082 | 1.901 | 1 | 3240 | 1.9304 | 1.538 | 619.5272 | 16.1176 | 13465.564 | 555.0255 | 2484.7783 | 4.0108 | 0.123 | 134.8099
1310 | 0.4375 | 0.049 | 1.6523 | 2.6869 | 1 | 3240 | 2.5777 | 5.5546 | 2079.6807 | 2.5645 | 5999.0843 | 165.2085 | 8347.7277 | 4.0139 | 0.0031138 | 0.67325
113 | 0.28125 | 0.028 | 2.9104 | 2.8816 | 1 | 3240 | 2.7235 | 3.8854 | 1386.8987 | 3.4477 | 5184.7168 | 246.5875 | 5592.8036 | 4.0326 | 0.0056279 | 3.6042
2060 | 0.6875 | 0.065 | 0.63419 | 2.2908 | 1 | 3240 | 2.1405 | 7.3804 | 2901.8827 | 2.402 | 8829.805 | 117.3971 | 11747.4381 | 4.0482 | 0.0027317 | 0.082214
2791 | 0.625 | 0.083 | 0.96303 | 2.5304 | 1 | 3240 | 2.3933 | 7.4106 | 2830.5832 | 2.0769 | 6940.6944 | 120.0998 | 11483.0813 | 4.0568 | 0.0020423 | 0.19198
1341 | 0.1875 | 0.035 | 2.555 | 2.2914 | 1 | 3240 | 2.2061 | 2.1443 | 806.4089 | 8.6392 | 8661.2076 | 420.0365 | 3283.322 | 4.0715 | 0.035338 | 42.4542
1570 | 0.1875 | 0.028 | 0.82461 | 1.8292 | 1 | 3240 | 1.7116 | 1.748 | 693.4578 | 15.6475 | 15687.3509 | 488.058 | 2825.7199 | 4.0748 | 0.11593 | 23.272
1950 | 0.15625 | 0.035 | 0.68025 | 1.6836 | 1 | 3240 | 1.638 | 1.3828 | 563.8616 | 23.3396 | 19499.2248 | 599.7605 | 2299.4434 | 4.078 | 0.25792 | 122.697
215 | 0.28125 | 0.028 | 0.95661 | 2.0657 | 1 | 3240 | 1.886 | 2.8363 | 1099.9452 | 7.6749 | 11541.7002 | 306.7189 | 4496.3484 | 4.0878 | 0.027889 | 2.8585
1924 | 0.09375 | 0.02 | 2.0271 | 1.8462 | 1 | 3240 | 1.7656 | 0.97131 | 352.8951 | 30.13 | 15103.4049 | 951.6012 | 1449.2576 | 4.1068 | 0.42982 | 848.5519
546 | 0.25 | 0.016 | 2.0048 | 2.5324 | 1 | 3240 | 2.2398 | 3.0745 | 1085.4909 | 5.409 | 7230.3256 | 307.4779 | 4485.2493 | 4.132 | 0.013852 | 3.6172
1420 | 0.1875 | 0.02 | 1.3157 | 2.0785 | 1 | 3240 | 1.852 | 1.9618 | 725.5129 | 11.4988 | 11528.1039 | 459.2747 | 3002.8111 | 4.1389 | 0.062603 | 15.3813
422 | 0.3125 | 0.083 | 1.2541 | 2.1291 | 1 | 3240 | 2.0733 | 3.2219 | 1293.4473 | 6.1606 | 10293.8027 | 257.4231 | 5357.3879 | 4.1419 | 0.017969 | 16.907
435 | 0.28125 | 0.028 | 2.7813 | 2.9959 | 1 | 3240 | 2.6681 | 4.0324 | 1367.9431 | 3.2952 | 4955.4418 | 243.2039 | 5670.6135 | 4.1454 | 0.0051412 | 3.555
1621 | 0.1875 | 0.035 | 2.4782 | 2.3663 | 1 | 3240 | 2.1842 | 2.2085 | 801.4007 | 8.2168 | 8237.7899 | 414.5778 | 3326.5535 | 4.1509 | 0.031967 | 42.1905
1990 | 0.09375 | 0.02 | 1.2438 | 1.7805 | 1 | 3240 | 1.6537 | 0.94319 | 340.1133 | 33.8902 | 16988.3244 | 975.4922 | 1413.7635 | 4.1567 | 0.5438 | 817.8176
588 | 0.3125 | 0.028 | 1.3508 | 2.4069 | 1 | 3240 | 2.1193 | 3.6189 | 1310.9917 | 4.8779 | 8150.5466 | 253.0675 | 5449.5937 | 4.1568 | 0.011266 | 1.8236
2850 | 0.28125 | 0.028 | 1.0011 | 2.1649 | 1 | 3240 | 1.9051 | 2.9638 | 1106.4757 | 6.98 | 10496.7229 | 299.6591 | 4602.2809 | 4.1594 | 0.023068 | 2.8755
35 | 0.125 | 0.028 | 2.287 | 2.0422 | 1 | 3240 | 1.9117 | 1.3471 | 492.7694 | 17.5183 | 11708.646 | 671.9935 | 2052.2746 | 4.1648 | 0.1453 | 327.2316
888 | 0.625 | 0.02 | 0.70533 | 2.5175 | 1 | 3240 | 2.1478 | 7.3738 | 2643.6724 | 2.2426 | 7494.4837 | 124.8761 | 11043.8675 | 4.1775 | 0.0023813 | 0.067955
1479 | 0.28125 | 0.028 | 1.0039 | 2.1997 | 1 | 3240 | 1.9063 | 3.0086 | 1106.8911 | 6.775 | 10188.3913 | 297.4324 | 4636.7346 | 4.189 | 0.021732 | 2.8765
1142 | 0.4375 | 0.049 | 1.0315 | 2.4806 | 1 | 3240 | 2.1638 | 5.1419 | 1859.0683 | 3.2686 | 7646.1577 | 176.9221 | 7795.0412 | 4.193 | 0.0050584 | 0.60183
1813 | 0.21875 | 0.035 | 1.6292 | 2.269 | 1 | 3240 | 2.0191 | 2.4493 | 890.9896 | 7.9574 | 9307.3189 | 369.0225 | 3737.212 | 4.1945 | 0.02998 | 15.6536
1693 | 0.125 | 0.035 | 0.8936 | 1.7378 | 1 | 3240 | 1.6462 | 1.1731 | 452.345 | 26.9585 | 18018.1598 | 723.6707 | 1905.7221 | 4.213 | 0.3441 | 744.0925
92 | 0.25 | 0.028 | 0.78895 | 2.0752 | 1 | 3240 | 1.7766 | 2.552 | 944.3957 | 8.8601 | 11843.6113 | 346.3111 | 3982.301 | 4.2168 | 0.037168 | 5.0179
2155 | 0.09375 | 0.02 | 1.7709 | 1.9185 | 1 | 3240 | 1.729 | 1.0023 | 348.7143 | 28.0912 | 14081.4066 | 937.1933 | 1471.5377 | 4.2199 | 0.37362 | 838.499
1207 | 0.28125 | 0.028 | 2.1222 | 2.7878 | 1 | 3240 | 2.3856 | 3.7648 | 1271.1364 | 3.959 | 5953.5952 | 256.9747 | 5366.7355 | 4.222 | 0.0074209 | 3.3034
517 | 0.875 | 0.049 | 0.72766 | 2.9581 | 1 | 3240 | 2.4463 | 12.0139 | 4019.373 | 1.1432 | 5348.3324 | 80.5607 | 17118.9614 | 4.2591 | 0.00061873 | 0.023713
1905 | 0.375 | 0.028 | 1.5975 | 2.8768 | 1 | 3240 | 2.389 | 5.1123 | 1696.3689 | 2.8259 | 5666.2838 | 190.7161 | 7231.2476 | 4.2628 | 0.0037811 | 0.82195
1815 | 0.375 | 0.02 | 1.3839 | 2.756 | 1 | 3240 | 2.2669 | 4.9051 | 1640.6112 | 3.123 | 6261.8993 | 197.0807 | 6997.7181 | 4.2653 | 0.0046178 | 0.6536
2936 | 0.09375 | 0.02 | 2.3229 | 2.0563 | 1 | 3240 | 1.8079 | 1.0614 | 357.7235 | 23.8095 | 11935.0999 | 902.733 | 1527.7111 | 4.2706 | 0.26841 | 860.1619
2079 | 0.1875 | 0.02 | 2.8016 | 2.7433 | 1 | 3240 | 2.2766 | 2.5317 | 822.5076 | 6.2747 | 6290.7288 | 391.2 | 3525.3458 | 4.2861 | 0.018642 | 17.4377
1971 | 0.28125 | 0.028 | 2.064 | 2.8867 | 1 | 3240 | 2.3607 | 3.892 | 1262.5893 | 3.7769 | 5679.7325 | 253.4313 | 5441.7723 | 4.31 | 0.0067539 | 3.2812
608 | 0.25 | 0.02 | 2.2328 | 2.8793 | 1 | 3240 | 2.3267 | 3.4711 | 1111.9549 | 4.3053 | 5755.0533 | 287.1533 | 4802.7141 | 4.3192 | 0.0087761 | 4.3032
2020 | 0.125 | 0.035 | 1.0765 | 1.9049 | 1 | 3240 | 1.6811 | 1.2687 | 457.6509 | 21.7243 | 14519.7808 | 692.2728 | 1992.1557 | 4.353 | 0.22345 | 752.8205
1418 | 0.1875 | 0.02 | 2.6516 | 2.7891 | 1 | 3240 | 2.2337 | 2.5709 | 812.7193 | 6.1878 | 6203.5463 | 389.6257 | 3539.5896 | 4.3552 | 0.018128 | 17.2302
844 | 0.4375 | 0.049 | 0.6076 | 2.4069 | 1 | 3240 | 1.8811 | 4.9945 | 1708.4091 | 3.7431 | 8756.2249 | 183.4595 | 7517.273 | 4.4002 | 0.0066338 | 0.55306
197 | 0.28125 | 0.028 | 1.6779 | 2.8171 | 1 | 3240 | 2.1952 | 3.8024 | 1205.8885 | 4.106 | 6174.7539 | 259.7225 | 5309.9568 | 4.4034 | 0.0079825 | 3.1338
99 | 0.09375 | 0.02 | 1.8816 | 2.1665 | 1 | 3240 | 1.7448 | 1.1086 | 350.5205 | 22.0036 | 11029.8494 | 886.1009 | 1556.3862 | 4.4402 | 0.22923 | 842.8419
738 | 0.21875 | 0.035 | 2.2285 | 2.8976 | 1 | 3240 | 2.2189 | 3.078 | 944.2308 | 5.0213 | 5873.1377 | 325.4458 | 4237.6184 | 4.4879 | 0.011938 | 16.589
2092 | 0.0625 | 0.02 | 2.4455 | 2.0059 | 1 | 3240 | 1.7089 | 0.75319 | 230.9469 | 38.7281 | 12942.2907 | 1328.9959 | 1037.7122 | 4.4933 | 0.71014 | 27128.1393
902 | 0.21875 | 0.035 | 1.4143 | 2.5614 | 1 | 3240 | 1.9475 | 2.7418 | 871.8945 | 6.6086 | 7729.7305 | 351.4788 | 3923.7507 | 4.5003 | 0.020678 | 15.3181
1140 | 0.0625 | 0.02 | 2.1723 | 2.0111 | 1 | 3240 | 1.6829 | 0.75467 | 228.9657 | 38.8632 | 12987.4223 | 1330.0058 | 1036.9242 | 4.5287 | 0.7151 | 26895.4198
2362 | 0.25 | 0.02 | 0.85362 | 2.5022 | 1 | 3240 | 1.8012 | 3.04 | 951.901 | 6.292 | 8410.7336 | 319.5669 | 4315.5763 | 4.5336 | 0.018744 | 3.6838
18 | 0.09375 | 0.02 | 2.9777 | 2.4744 | 1 | 3240 | 1.9014 | 1.2406 | 368.4092 | 16.564 | 8303.1109 | 825.4568 | 1670.7298 | 4.535 | 0.1299 | 885.8561
254 | 0.3125 | 0.065 | 1.3843 | 2.7957 | 1 | 3240 | 2.1353 | 4.1744 | 1317.0645 | 3.8041 | 6356.2877 | 230.6312 | 5979.7415 | 4.5402 | 0.0068516 | 7.1486
598 | 0.28125 | 0.028 | 0.71256 | 2.4647 | 1 | 3240 | 1.7814 | 3.3493 | 1064.1004 | 5.7726 | 8681.0403 | 285.4195 | 4831.8884 | 4.5408 | 0.015778 | 2.7653
118 | 0.6875 | 0.065 | 0.63314 | 2.9812 | 1 | 3240 | 2.1394 | 9.5505 | 2900.9567 | 1.5654 | 5754.6156 | 104.1672 | 13239.4341 | 4.5638 | 0.0011603 | 0.082188
533 | 0.09375 | 0.02 | 2.6071 | 2.4692 | 1 | 3240 | 1.8485 | 1.2384 | 362.3603 | 16.8993 | 8471.1984 | 829.7665 | 1662.0522 | 4.5867 | 0.13522 | 871.3113
1276 | 0.15625 | 0.049 | 0.60323 | 2.0293 | 1 | 3240 | 1.6196 | 1.6297 | 560.3704 | 15.598 | 13031.435 | 533.8653 | 2583.2642 | 4.6099 | 0.11519 | 586.1237
1022 | 0.125 | 0.028 | 1.5536 | 2.3882 | 1 | 3240 | 1.772 | 1.5449 | 471.4928 | 13.7459 | 9187.2975 | 633.5755 | 2176.718 | 4.6167 | 0.089462 | 313.1026
2556 | 0.28125 | 0.028 | 0.79364 | 2.6398 | 1 | 3240 | 1.8162 | 3.5744 | 1076.0093 | 5.0991 | 7668.161 | 276.0679 | 4995.5655 | 4.6427 | 0.012311 | 2.7963
392 | 0.125 | 0.035 | 1.2022 | 2.2478 | 1 | 3240 | 1.705 | 1.4646 | 461.2973 | 15.6304 | 10446.8391 | 642.7206 | 2145.7462 | 4.6515 | 0.11567 | 758.8188
1250 | 0.15625 | 0.049 | 1.9613 | 2.5403 | 1 | 3240 | 1.943 | 1.9947 | 621.9327 | 9.3917 | 7846.3359 | 473.2444 | 2914.171 | 4.6857 | 0.041762 | 650.5153
2586 | 0.125 | 0.02 | 2.0721 | 2.7029 | 1 | 3240 | 1.8707 | 1.7247 | 486.5343 | 10.8589 | 7257.7152 | 604.6393 | 2280.8891 | 4.688 | 0.055829 | 140.2961
2750 | 0.125 | 0.049 | 2.0162 | 2.2154 | 1 | 3240 | 1.8601 | 1.4461 | 484.9126 | 15.266 | 10203.3097 | 606.4393 | 2274.119 | 4.6898 | 0.11034 | 13734.6086
323 | 0.1875 | 0.028 | 1.7465 | 2.9145 | 1 | 3240 | 1.9751 | 2.6784 | 753.6365 | 6.2357 | 6251.6127 | 387.4095 | 3559.8382 | 4.7235 | 0.01841 | 25.2916
685 | 0.09375 | 0.02 | 0.8328 | 2.3227 | 1 | 3240 | 1.595 | 1.1756 | 333.4058 | 20.4009 | 10226.4566 | 870.0548 | 1585.0901 | 4.7542 | 0.19706 | 801.6889
2621 | 0.125 | 0.02 | 0.98413 | 2.5013 | 1 | 3240 | 1.6635 | 1.6095 | 454.9715 | 13.1719 | 8803.6392 | 636.6137 | 2166.3299 | 4.7615 | 0.082146 | 131.1947
1039 | 0.28125 | 0.028 | 0.93346 | 2.9012 | 1 | 3240 | 1.8761 | 3.9106 | 1096.5448 | 4.3155 | 6489.8122 | 263.4751 | 5234.3288 | 4.7735 | 0.0088178 | 2.8497
2051 | 0.09375 | 0.02 | 0.74328 | 2.3308 | 1 | 3240 | 1.5822 | 1.179 | 331.9449 | 20.3666 | 10209.2797 | 869.6971 | 1585.7421 | 4.7771 | 0.19639 | 798.1761
863 | 0.125 | 0.028 | 2.0148 | 2.7206 | 1 | 3240 | 1.8598 | 1.7348 | 484.8746 | 10.7843 | 7207.8491 | 594.6295 | 2319.2848 | 4.7833 | 0.055065 | 321.989
297 | 0.1875 | 0.049 | 0.9445 | 2.4954 | 1 | 3240 | 1.7459 | 2.3192 | 701.2839 | 8.5792 | 8601.0843 | 410.9441 | 3355.9678 | 4.7855 | 0.034849 | 109.6777
869 | 0.25 | 0.049 | 0.74553 | 2.6355 | 1 | 3240 | 1.76 | 3.1924 | 939.3574 | 5.8562 | 7828.1146 | 306.0872 | 4505.6285 | 4.7965 | 0.016237 | 13.2445
2364 | 0.125 | 0.049 | 2.1515 | 2.3894 | 1 | 3240 | 1.8859 | 1.5455 | 488.8381 | 13.2466 | 8853.583 | 586.7259 | 2350.5274 | 4.8084 | 0.083081 | 13845.7943
908 | 0.3125 | 0.065 | 0.86059 | 2.8297 | 1 | 3240 | 1.8859 | 4.2229 | 1222.0968 | 4.0237 | 6723.2217 | 234.2781 | 5886.6583 | 4.8169 | 0.0076654 | 6.6332
2186 | 0.28125 | 0.028 | 0.62711 | 2.7759 | 1 | 3240 | 1.7448 | 3.7495 | 1051.5506 | 4.8178 | 7245.1189 | 271.7846 | 5074.295 | 4.8255 | 0.01099 | 2.7327
1025 | 0.09375 | 0.02 | 1.8576 | 2.6196 | 1 | 3240 | 1.7414 | 1.3028 | 350.1293 | 15.8654 | 7952.9463 | 816.181 | 1689.7174 | 4.826 | 0.11918 | 841.9013
2369 | 0.15625 | 0.035 | 1.9659 | 2.9302 | 1 | 3240 | 1.9441 | 2.2733 | 622.141 | 7.4921 | 6259.3053 | 457.5111 | 3014.3866 | 4.8452 | 0.026576 | 135.3787
1505 | 0.125 | 0.028 | 2.5536 | 2.9984 | 1 | 3240 | 1.9625 | 1.8936 | 500.5036 | 8.995 | 6011.9798 | 565.3917 | 2439.2208 | 4.8735 | 0.038309 | 332.3677
318 | 0.25 | 0.049 | 0.96775 | 2.8671 | 1 | 3240 | 1.8447 | 3.4571 | 965.1453 | 4.9928 | 6673.9779 | 293.0678 | 4705.7884 | 4.8757 | 0.011802 | 13.6081
2445 | 0.25 | 0.065 | 0.93107 | 2.785 | 1 | 3240 | 1.8307 | 3.3633 | 960.889 | 5.2454 | 7011.6424 | 292.236 | 4719.1832 | 4.9113 | 0.013027 | 34.876
753 | 0.15625 | 0.049 | 1.5711 | 2.7518 | 1 | 3240 | 1.8501 | 2.1458 | 604.2439 | 8.4998 | 7101.1888 | 461.0847 | 2991.0233 | 4.95 | 0.034206 | 632.0136
354 | 0.125 | 0.049 | 1.2038 | 2.3273 | 1 | 3240 | 1.7053 | 1.5101 | 461.3433 | 14.6924 | 9819.8876 | 601.1436 | 2294.1526 | 4.9728 | 0.10221 | 13067.0363
1508 | 0.125 | 0.049 | 2.2909 | 2.6639 | 1 | 3240 | 1.9124 | 1.7024 | 492.8822 | 10.9704 | 7332.2289 | 560.1864 | 2461.8861 | 4.9949 | 0.056982 | 13960.3391
2057 | 0.0625 | 0.02 | 2.6556 | 2.6894 | 1 | 3240 | 1.7289 | 0.94851 | 232.4708 | 22.908 | 7655.4694 | 1172.766 | 1175.9509 | 5.0585 | 0.24847 | 27307.1439
1467 | 0.125 | 0.035 | 1.9389 | 2.9839 | 1 | 3240 | 1.8454 | 1.8853 | 482.6717 | 9.3955 | 6279.6346 | 563.7421 | 2446.3585 | 5.0684 | 0.041796 | 793.9789
1190 | 0.21875 | 0.035 | 0.67321 | 2.9974 | 1 | 3240 | 1.7004 | 3.1778 | 806.0488 | 5.5881 | 6536.0479 | 335.578 | 4109.6711 | 5.0985 | 0.014785 | 14.1613
930 | 0.125 | 0.049 | 1.4649 | 2.5762 | 1 | 3240 | 1.7551 | 1.6523 | 468.9198 | 12.173 | 8136.0158 | 574.8703 | 2399.0025 | 5.116 | 0.070159 | 13281.6322
2368 | 0.15625 | 0.049 | 0.81868 | 2.7144 | 1 | 3240 | 1.6709 | 2.1191 | 570.1367 | 9.2048 | 7690.2319 | 470.7993 | 2929.3062 | 5.1379 | 0.040116 | 596.339
1748 | 0.0625 | 0.02 | 2.8502 | 2.9013 | 1 | 3240 | 1.7475 | 1.0091 | 233.8826 | 20.2324 | 6761.3184 | 1135.0633 | 1215.0118 | 5.195 | 0.19381 | 27472.9753
2171 | 0.15625 | 0.049 | 0.62968 | 2.7547 | 1 | 3240 | 1.6259 | 2.1479 | 561.5691 | 9.1303 | 7627.9574 | 469.8094 | 2935.4784 | 5.2273 | 0.039469 | 587.3776
2122 | 0.09375 | 0.02 | 0.82703 | 2.9416 | 1 | 3240 | 1.5942 | 1.4408 | 333.3115 | 13.9023 | 6968.8503 | 787.681 | 1750.8551 | 5.2529 | 0.091509 | 801.4622
458 | 0.0625 | 0.02 | 1.8264 | 2.8931 | 1 | 3240 | 1.65 | 1.0067 | 226.457 | 20.9865 | 7013.3426 | 1146.1873 | 1203.2198 | 5.3132 | 0.20853 | 26600.7273
969 | 0.0625 | 0.028 | 1.9467 | 2.5893 | 1 | 3240 | 1.6614 | 0.91989 | 227.3296 | 24.9022 | 8321.8873 | 1100.9853 | 1252.6191 | 5.5101 | 0.29361 | 3833897.2501
2248 | 0.0625 | 0.028 | 2.2349 | 2.8221 | 1 | 3240 | 1.6889 | 0.98643 | 229.4197 | 21.5222 | 7192.3492 | 1063.5775 | 1296.6758 | 5.652 | 0.21931 | 3869146.4912
2488 | 0.0625 | 0.028 | 2.5891 | 2.8949 | 1 | 3240 | 1.7226 | 1.0072 | 231.9885 | 20.4667 | 6839.6307 | 1050.5838 | 1312.7132 | 5.6585 | 0.19833 | 3912468.7207